## All
Tag | VR | Name
(0002,0000) | UL | File Meta Information Group Length
(0002,0001) | OB | File Meta Information Version
(0002,0002) | UI | Media Storage SOP Class UID
(0002,0003) | UI | Media Storage SOP Instance UID
(0002,0010) | UI | Transfer Syntax UID
(0002,0012) | UI | Implementation Class UID
(0002,0013) | SH | Implementation Version Name
(0002,0016) | AE | Source Application Entity Title
(0002,0017) | AE | Sending Application Entity Title
(0002,0018) | AE | Receiving Application Entity Title
(0002,0100) | UI | Private Information Creator UID
(0002,0102) | OB | Private Information
(0004,1130) | CS | File-set ID
(0004,1141) | CS | File-set Descriptor File ID
(0004,1142) | CS | Specific Character Set of File-set Descriptor File
(0004,1200) | UL | Offset of the First Directory Record of the Root Directory Entity
(0004,1202) | UL | Offset of the Last Directory Record of the Root Directory Entity
(0004,1212) | US | File-set Consistency Flag
(0004,1220) | SQ | Directory Record Sequence
(0004,1400) | UL | Offset of the Next Directory Record
(0004,1410) | US | Record In-use Flag
(0004,1420) | UL | Offset of Referenced Lower-Level Directory Entity
(0004,1430) | CS | Directory Record Type
(0004,1432) | UI | Private Record UID
(0004,1500) | CS | Referenced File ID
(0004,1504) | UL | MRDR Directory Record Offset | Retired
(0004,1510) | UI | Referenced SOP Class UID in File
(0004,1511) | UI | Referenced SOP Instance UID in File
(0004,1512) | UI | Referenced Transfer Syntax UID in File
(0004,151A) | UI | Referenced Related General SOP Class UID in File
(0004,1600) | UL | Number of References | Retired
(0008,0001) | UL | Length to End | Retired
(0008,0005) | CS | Specific Character Set
(0008,0006) | SQ | Language Code Sequence
(0008,0008) | CS | Image Type
(0008,0010) | SH | Recognition Code | Retired
(0008,0012) | DA | Instance Creation Date
(0008,0013) | TM | Instance Creation Time
(0008,0014) | UI | Instance Creator UID
(0008,0015) | DT | Instance Coercion DateTime
(0008,0016) | UI | SOP Class UID
(0008,0018) | UI | SOP Instance UID
(0008,001A) | UI | Related General SOP Class UID
(0008,001B) | UI | Original Specialized SOP Class UID
(0008,0020) | DA | Study Date
(0008,0021) | DA | Series Date
(0008,0022) | DA | Acquisition Date
(0008,0023) | DA | Content Date
(0008,0024) | DA | Overlay Date | Retired
(0008,0025) | DA | Curve Date | Retired
(0008,002A) | DT | Acquisition DateTime
(0008,0030) | TM | Study Time
(0008,0031) | TM | Series Time
(0008,0032) | TM | Acquisition Time
(0008,0033) | TM | Content Time
(0008,0034) | TM | Overlay Time | Retired
(0008,0035) | TM | Curve Time | Retired
(0008,0040) | US | Data Set Type | Retired
(0008,0041) | LO | Data Set Subtype | Retired
(0008,0042) | CS | Nuclear Medicine Series Type | Retired
(0008,0050) | SH | Accession Number
(0008,0051) | SQ | Issuer of Accession Number Sequence
(0008,0052) | CS | Query/Retrieve Level
(0008,0053) | CS | Query/Retrieve View
(0008,0054) | AE | Retrieve AE Title
(0008,0055) | AE | Station AE Title
(0008,0056) | CS | Instance Availability
(0008,0058) | UI | Failed SOP Instance UID List
(0008,0060) | CS | Modality
(0008,0061) | CS | Modalities in Study
(0008,0062) | UI | SOP Classes in Study
(0008,0064) | CS | Conversion Type
(0008,0068) | CS | Presentation Intent Type
(0008,0070) | LO | Manufacturer
(0008,0080) | LO | Institution Name
(0008,0081) | ST | Institution Address
(0008,0082) | SQ | Institution Code Sequence
(0008,0090) | PN | Referring Physician's Name
(0008,0092) | ST | Referring Physician's Address
(0008,0094) | SH | Referring Physician's Telephone Numbers
(0008,0096) | SQ | Referring Physician Identification Sequence
(0008,009C) | PN | Consulting Physician's Name
(0008,009D) | SQ | Consulting Physician Identification Sequence
(0008,0100) | SH | Code Value
(0008,0101) | LO | Extended Code Value
(0008,0102) | SH | Coding Scheme Designator
(0008,0103) | SH | Coding Scheme Version
(0008,0104) | LO | Code Meaning
(0008,0105) | CS | Mapping Resource
(0008,0106) | DT | Context Group Version
(0008,0107) | DT | Context Group Local Version
(0008,0108) | LT | Extended Code Meaning
(0008,010B) | CS | Context Group Extension Flag
(0008,010C) | UI | Coding Scheme UID
(0008,010D) | UI | Context Group Extension Creator UID
(0008,010F) | CS | Context Identifier
(0008,0110) | SQ | Coding Scheme Identification Sequence
(0008,0112) | LO | Coding Scheme Registry
(0008,0114) | ST | Coding Scheme External ID
(0008,0115) | ST | Coding Scheme Name
(0008,0116) | ST | Coding Scheme Responsible Organization
(0008,0117) | UI | Context UID
(0008,0118) | UI | Mapping Resource UID
(0008,0119) | UC | Long Code Value
(0008,0120) | UR | URN Code Value
(0008,0121) | SQ | Equivalent Code Sequence
(0008,0122) | LO | Mapping Resource Name
(0008,0123) | SQ | Context Group Identification Sequence
(0008,0124) | SQ | Mapping Resource Identification Sequence
(0008,0201) | SH | Timezone Offset From UTC
(0008,0300) | SQ | Private Data Element Characteristics Sequence
(0008,0301) | US | Private Group Reference
(0008,0302) | LO | Private Creator Reference
(0008,0303) | CS | Block Identifying Information Status
(0008,0304) | US | Nonidentifying Private Elements
(0008,0306) | US | Identifying Private Elements
(0008,0305) | SQ | Deidentification Action Sequence
(0008,0307) | CS | Deidentification Action
(0008,1000) | AE | Network ID | Retired
(0008,1010) | SH | Station Name
(0008,1030) | LO | Study Description
(0008,1032) | SQ | Procedure Code Sequence
(0008,103E) | LO | Series Description
(0008,103F) | SQ | Series Description Code Sequence
(0008,1040) | LO | Institutional Department Name
(0008,1048) | PN | Physician(s) of Record
(0008,1049) | SQ | Physician(s) of Record Identification Sequence
(0008,1050) | PN | Performing Physician's Name
(0008,1052) | SQ | Performing Physician Identification Sequence
(0008,1060) | PN | Name of Physician(s) Reading Study
(0008,1062) | SQ | Physician(s) Reading Study Identification Sequence
(0008,1070) | PN | Operators' Name
(0008,1072) | SQ | Operator Identification Sequence
(0008,1080) | LO | Admitting Diagnoses Description
(0008,1084) | SQ | Admitting Diagnoses Code Sequence
(0008,1090) | LO | Manufacturer's Model Name
(0008,1100) | SQ | Referenced Results Sequence | Retired
(0008,1110) | SQ | Referenced Study Sequence
(0008,1111) | SQ | Referenced Performed Procedure Step Sequence
(0008,1115) | SQ | Referenced Series Sequence
(0008,1120) | SQ | Referenced Patient Sequence
(0008,1125) | SQ | Referenced Visit Sequence
(0008,1130) | SQ | Referenced Overlay Sequence | Retired
(0008,1134) | SQ | Referenced Stereometric Instance Sequence
(0008,113A) | SQ | Referenced Waveform Sequence
(0008,1140) | SQ | Referenced Image Sequence
(0008,1145) | SQ | Referenced Curve Sequence | Retired
(0008,114A) | SQ | Referenced Instance Sequence
(0008,114B) | SQ | Referenced Real World Value Mapping Instance Sequence
(0008,1150) | UI | Referenced SOP Class UID
(0008,1155) | UI | Referenced SOP Instance UID
(0008,115A) | UI | SOP Classes Supported
(0008,1160) | IS | Referenced Frame Number
(0008,1161) | UL | Simple Frame List
(0008,1162) | UL | Calculated Frame List
(0008,1163) | FD | Time Range
(0008,1164) | SQ | Frame Extraction Sequence
(0008,1167) | UI | Multi-frame Source SOP Instance UID
(0008,1190) | UR | Retrieve URL
(0008,1195) | UI | Transaction UID
(0008,1196) | US | Warning Reason
(0008,1197) | US | Failure Reason
(0008,1198) | SQ | Failed SOP Sequence
(0008,1199) | SQ | Referenced SOP Sequence
(0008,119A) | SQ | Other Failures Sequence
(0008,1200) | SQ | Studies Containing Other Referenced Instances Sequence
(0008,1250) | SQ | Related Series Sequence
(0008,2110) | CS | Lossy Image Compression (Retired) | Retired
(0008,2111) | ST | Derivation Description
(0008,2112) | SQ | Source Image Sequence
(0008,2120) | SH | Stage Name
(0008,2122) | IS | Stage Number
(0008,2124) | IS | Number of Stages
(0008,2127) | SH | View Name
(0008,2128) | IS | View Number
(0008,2129) | IS | Number of Event Timers
(0008,212A) | IS | Number of Views in Stage
(0008,2130) | DS | Event Elapsed Time(s)
(0008,2132) | LO | Event Timer Name(s)
(0008,2133) | SQ | Event Timer Sequence
(0008,2134) | FD | Event Time Offset
(0008,2135) | SQ | Event Code Sequence
(0008,2142) | IS | Start Trim
(0008,2143) | IS | Stop Trim
(0008,2144) | IS | Recommended Display Frame Rate
(0008,2200) | CS | Transducer Position | Retired
(0008,2204) | CS | Transducer Orientation | Retired
(0008,2208) | CS | Anatomic Structure | Retired
(0008,2218) | SQ | Anatomic Region Sequence
(0008,2220) | SQ | Anatomic Region Modifier Sequence
(0008,2228) | SQ | Primary Anatomic Structure Sequence
(0008,2229) | SQ | Anatomic Structure, Space or Region Sequence
(0008,2230) | SQ | Primary Anatomic Structure Modifier Sequence
(0008,2240) | SQ | Transducer Position Sequence | Retired
(0008,2242) | SQ | Transducer Position Modifier Sequence | Retired
(0008,2244) | SQ | Transducer Orientation Sequence | Retired
(0008,2246) | SQ | Transducer Orientation Modifier Sequence | Retired
(0008,2251) | SQ | Anatomic Structure Space Or Region Code Sequence (Trial) | Retired
(0008,2253) | SQ | Anatomic Portal Of Entrance Code Sequence (Trial) | Retired
(0008,2255) | SQ | Anatomic Approach Direction Code Sequence (Trial) | Retired
(0008,2256) | ST | Anatomic Perspective Description (Trial) | Retired
(0008,2257) | SQ | Anatomic Perspective Code Sequence (Trial) | Retired
(0008,2258) | ST | Anatomic Location Of Examining Instrument Description (Trial) | Retired
(0008,2259) | SQ | Anatomic Location Of Examining Instrument Code Sequence (Trial) | Retired
(0008,225A) | SQ | Anatomic Structure Space Or Region Modifier Code Sequence (Trial) | Retired
(0008,225C) | SQ | On Axis Background Anatomic Structure Code Sequence (Trial) | Retired
(0008,3001) | SQ | Alternate Representation Sequence
(0008,3010) | UI | Irradiation Event UID
(0008,3011) | SQ | Source Irradiation Event Sequence
(0008,3012) | UI | Radiopharmaceutical Administration Event UID
(0008,4000) | LT | Identifying Comments | Retired
(0008,9007) | CS | Frame Type
(0008,9092) | SQ | Referenced Image Evidence Sequence
(0008,9121) | SQ | Referenced Raw Data Sequence
(0008,9123) | UI | Creator-Version UID
(0008,9124) | SQ | Derivation Image Sequence
(0008,9154) | SQ | Source Image Evidence Sequence
(0008,9205) | CS | Pixel Presentation
(0008,9206) | CS | Volumetric Properties
(0008,9207) | CS | Volume Based Calculation Technique
(0008,9208) | CS | Complex Image Component
(0008,9209) | CS | Acquisition Contrast
(0008,9215) | SQ | Derivation Code Sequence
(0008,9237) | SQ | Referenced Presentation State Sequence
(0008,9410) | SQ | Referenced Other Plane Sequence
(0008,9458) | SQ | Frame Display Sequence
(0008,9459) | FL | Recommended Display Frame Rate in Float
(0008,9460) | CS | Skip Frame Range Flag
(0010,0010) | PN | Patient's Name
(0010,0020) | LO | Patient ID
(0010,0021) | LO | Issuer of Patient ID
(0010,0022) | CS | Type of Patient ID
(0010,0024) | SQ | Issuer of Patient ID Qualifiers Sequence
(0010,0026) | SQ | Source Patient Group Identification Sequence
(0010,0027) | SQ | Group of Patients Identification Sequence
(0010,0028) | US | Subject Relative Position in Image
(0010,0030) | DA | Patient's Birth Date
(0010,0032) | TM | Patient's Birth Time
(0010,0033) | LO | Patient's Birth Date in Alternative Calendar
(0010,0034) | LO | Patient's Death Date in Alternative Calendar
(0010,0035) | CS | Patient's Alternative Calendar
(0010,0040) | CS | Patient's Sex
(0010,0050) | SQ | Patient's Insurance Plan Code Sequence
(0010,0101) | SQ | Patient's Primary Language Code Sequence
(0010,0102) | SQ | Patient's Primary Language Modifier Code Sequence
(0010,0200) | CS | Quality Control Subject
(0010,0201) | SQ | Quality Control Subject Type Code Sequence
(0010,0212) | UC | Strain Description
(0010,0213) | LO | Strain Nomenclature
(0010,0214) | LO | Strain Stock Number
(0010,0215) | SQ | Strain Source Registry Code Sequence
(0010,0216) | SQ | Strain Stock Sequence
(0010,0217) | LO | Strain Source
(0010,0218) | UT | Strain Additional Information
(0010,0219) | SQ | Strain Code Sequence
(0010,1000) | LO | Other Patient IDs
(0010,1001) | PN | Other Patient Names
(0010,1002) | SQ | Other Patient IDs Sequence
(0010,1005) | PN | Patient's Birth Name
(0010,1010) | AS | Patient's Age
(0010,1020) | DS | Patient's Size
(0010,1021) | SQ | Patient's Size Code Sequence
(0010,1030) | DS | Patient's Weight
(0010,1040) | LO | Patient's Address
(0010,1050) | LO | Insurance Plan Identification | Retired
(0010,1060) | PN | Patient's Mother's Birth Name
(0010,1080) | LO | Military Rank
(0010,1081) | LO | Branch of Service
(0010,1090) | LO | Medical Record Locator
(0010,1100) | SQ | Referenced Patient Photo Sequence
(0010,2000) | LO | Medical Alerts
(0010,2110) | LO | Allergies
(0010,2150) | LO | Country of Residence
(0010,2152) | LO | Region of Residence
(0010,2154) | SH | Patient's Telephone Numbers
(0010,2155) | LT | Patient's Telecom Information
(0010,2160) | SH | Ethnic Group
(0010,2180) | SH | Occupation
(0010,21A0) | CS | Smoking Status
(0010,21B0) | LT | Additional Patient History
(0010,21C0) | US | Pregnancy Status
(0010,21D0) | DA | Last Menstrual Date
(0010,21F0) | LO | Patient's Religious Preference
(0010,2201) | LO | Patient Species Description
(0010,2202) | SQ | Patient Species Code Sequence
(0010,2203) | CS | Patient's Sex Neutered
(0010,2210) | CS | Anatomical Orientation Type
(0010,2292) | LO | Patient Breed Description
(0010,2293) | SQ | Patient Breed Code Sequence
(0010,2294) | SQ | Breed Registration Sequence
(0010,2295) | LO | Breed Registration Number
(0010,2296) | SQ | Breed Registry Code Sequence
(0010,2297) | PN | Responsible Person
(0010,2298) | CS | Responsible Person Role
(0010,2299) | LO | Responsible Organization
(0010,4000) | LT | Patient Comments
(0010,9431) | FL | Examined Body Thickness
(0012,0010) | LO | Clinical Trial Sponsor Name
(0012,0020) | LO | Clinical Trial Protocol ID
(0012,0021) | LO | Clinical Trial Protocol Name
(0012,0030) | LO | Clinical Trial Site ID
(0012,0031) | LO | Clinical Trial Site Name
(0012,0040) | LO | Clinical Trial Subject ID
(0012,0042) | LO | Clinical Trial Subject Reading ID
(0012,0050) | LO | Clinical Trial Time Point ID
(0012,0051) | ST | Clinical Trial Time Point Description
(0012,0060) | LO | Clinical Trial Coordinating Center Name
(0012,0062) | CS | Patient Identity Removed
(0012,0063) | LO | De-identification Method
(0012,0064) | SQ | De-identification Method Code Sequence
(0012,0071) | LO | Clinical Trial Series ID
(0012,0072) | LO | Clinical Trial Series Description
(0012,0081) | LO | Clinical Trial Protocol Ethics Committee Name
(0012,0082) | LO | Clinical Trial Protocol Ethics Committee Approval Number
(0012,0083) | SQ | Consent for Clinical Trial Use Sequence
(0012,0084) | CS | Distribution Type
(0012,0085) | CS | Consent for Distribution Flag
(0014,0023) | ST | CAD File Format | Retired
(0014,0024) | ST | Component Reference System | Retired
(0014,0025) | ST | Component Manufacturing Procedure
(0014,0028) | ST | Component Manufacturer
(0014,0030) | DS | Material Thickness
(0014,0032) | DS | Material Pipe Diameter
(0014,0034) | DS | Material Isolation Diameter
(0014,0042) | ST | Material Grade
(0014,0044) | ST | Material Properties Description
(0014,0045) | ST | Material Properties File Format (Retired) | Retired
(0014,0046) | LT | Material Notes
(0014,0050) | CS | Component Shape
(0014,0052) | CS | Curvature Type
(0014,0054) | DS | Outer Diameter
(0014,0056) | DS | Inner Diameter
(0014,0100) | LO | Component Welder IDs
(0014,0101) | CS | Secondary Approval Status
(0014,0102) | DA | Secondary Review Date
(0014,0103) | TM | Secondary Review Time
(0014,0104) | PN | Secondary Reviewer Name
(0014,0105) | ST | Repair ID
(0014,0106) | SQ | Multiple Component Approval Sequence
(0014,0107) | CS | Other Approval Status
(0014,0108) | CS | Other Secondary Approval Status
(0014,1010) | ST | Actual Environmental Conditions
(0014,1020) | DA | Expiry Date
(0014,1040) | ST | Environmental Conditions
(0014,2002) | SQ | Evaluator Sequence
(0014,2004) | IS | Evaluator Number
(0014,2006) | PN | Evaluator Name
(0014,2008) | IS | Evaluation Attempt
(0014,2012) | SQ | Indication Sequence
(0014,2014) | IS | Indication Number
(0014,2016) | SH | Indication Label
(0014,2018) | ST | Indication Description
(0014,201A) | CS | Indication Type
(0014,201C) | CS | Indication Disposition
(0014,201E) | SQ | Indication ROI Sequence
(0014,2030) | SQ | Indication Physical Property Sequence
(0014,2032) | SH | Property Label
(0014,2202) | IS | Coordinate System Number of Axes
(0014,2204) | SQ | Coordinate System Axes Sequence
(0014,2206) | ST | Coordinate System Axis Description
(0014,2208) | CS | Coordinate System Data Set Mapping
(0014,220A) | IS | Coordinate System Axis Number
(0014,220C) | CS | Coordinate System Axis Type
(0014,220E) | CS | Coordinate System Axis Units
(0014,2210) | OB | Coordinate System Axis Values
(0014,2220) | SQ | Coordinate System Transform Sequence
(0014,2222) | ST | Transform Description
(0014,2224) | IS | Transform Number of Axes
(0014,2226) | IS | Transform Order of Axes
(0014,2228) | CS | Transformed Axis Units
(0014,222A) | DS | Coordinate System Transform Rotation and Scale Matrix
(0014,222C) | DS | Coordinate System Transform Translation Matrix
(0014,3011) | DS | Internal Detector Frame Time
(0014,3012) | DS | Number of Frames Integrated
(0014,3020) | SQ | Detector Temperature Sequence
(0014,3022) | ST | Sensor Name
(0014,3024) | DS | Horizontal Offset of Sensor
(0014,3026) | DS | Vertical Offset of Sensor
(0014,3028) | DS | Sensor Temperature
(0014,3040) | SQ | Dark Current Sequence
(0014,3050) | OB or OW | Dark Current Counts
(0014,3060) | SQ | Gain Correction Reference Sequence
(0014,3070) | OB or OW | Air Counts
(0014,3071) | DS | KV Used in Gain Calibration
(0014,3072) | DS | MA Used in Gain Calibration
(0014,3073) | DS | Number of Frames Used for Integration
(0014,3074) | LO | Filter Material Used in Gain Calibration
(0014,3075) | DS | Filter Thickness Used in Gain Calibration
(0014,3076) | DA | Date of Gain Calibration
(0014,3077) | TM | Time of Gain Calibration
(0014,3080) | OB | Bad Pixel Image
(0014,3099) | LT | Calibration Notes
(0014,4002) | SQ | Pulser Equipment Sequence
(0014,4004) | CS | Pulser Type
(0014,4006) | LT | Pulser Notes
(0014,4008) | SQ | Receiver Equipment Sequence
(0014,400A) | CS | Amplifier Type
(0014,400C) | LT | Receiver Notes
(0014,400E) | SQ | Pre-Amplifier Equipment Sequence
(0014,400F) | LT | Pre-Amplifier Notes
(0014,4010) | SQ | Transmit Transducer Sequence
(0014,4011) | SQ | Receive Transducer Sequence
(0014,4012) | US | Number of Elements
(0014,4013) | CS | Element Shape
(0014,4014) | DS | Element Dimension A
(0014,4015) | DS | Element Dimension B
(0014,4016) | DS | Element Pitch A
(0014,4017) | DS | Measured Beam Dimension A
(0014,4018) | DS | Measured Beam Dimension B
(0014,4019) | DS | Location of Measured Beam Diameter
(0014,401A) | DS | Nominal Frequency
(0014,401B) | DS | Measured Center Frequency
(0014,401C) | DS | Measured Bandwidth
(0014,401D) | DS | Element Pitch B
(0014,4020) | SQ | Pulser Settings Sequence
(0014,4022) | DS | Pulse Width
(0014,4024) | DS | Excitation Frequency
(0014,4026) | CS | Modulation Type
(0014,4028) | DS | Damping
(0014,4030) | SQ | Receiver Settings Sequence
(0014,4031) | DS | Acquired Soundpath Length
(0014,4032) | CS | Acquisition Compression Type
(0014,4033) | IS | Acquisition Sample Size
(0014,4034) | DS | Rectifier Smoothing
(0014,4035) | SQ | DAC Sequence
(0014,4036) | CS | DAC Type
(0014,4038) | DS | DAC Gain Points
(0014,403A) | DS | DAC Time Points
(0014,403C) | DS | DAC Amplitude
(0014,4040) | SQ | Pre-Amplifier Settings Sequence
(0014,4050) | SQ | Transmit Transducer Settings Sequence
(0014,4051) | SQ | Receive Transducer Settings Sequence
(0014,4052) | DS | Incident Angle
(0014,4054) | ST | Coupling Technique
(0014,4056) | ST | Coupling Medium
(0014,4057) | DS | Coupling Velocity
(0014,4058) | DS | Probe Center Location X
(0014,4059) | DS | Probe Center Location Z
(0014,405A) | DS | Sound Path Length
(0014,405C) | ST | Delay Law Identifier
(0014,4060) | SQ | Gate Settings Sequence
(0014,4062) | DS | Gate Threshold
(0014,4064) | DS | Velocity of Sound
(0014,4070) | SQ | Calibration Settings Sequence
(0014,4072) | ST | Calibration Procedure
(0014,4074) | SH | Procedure Version
(0014,4076) | DA | Procedure Creation Date
(0014,4078) | DA | Procedure Expiration Date
(0014,407A) | DA | Procedure Last Modified Date
(0014,407C) | TM | Calibration Time
(0014,407E) | DA | Calibration Date
(0014,4080) | SQ | Probe Drive Equipment Sequence
(0014,4081) | CS | Drive Type
(0014,4082) | LT | Probe Drive Notes
(0014,4083) | SQ | Drive Probe Sequence
(0014,4084) | DS | Probe Inductance
(0014,4085) | DS | Probe Resistance
(0014,4086) | SQ | Receive Probe Sequence
(0014,4087) | SQ | Probe Drive Settings Sequence
(0014,4088) | DS | Bridge Resistors
(0014,4089) | DS | Probe Orientation Angle
(0014,408B) | DS | User Selected Gain Y
(0014,408C) | DS | User Selected Phase
(0014,408D) | DS | User Selected Offset X
(0014,408E) | DS | User Selected Offset Y
(0014,4091) | SQ | Channel Settings Sequence
(0014,4092) | DS | Channel Threshold
(0014,409A) | SQ | Scanner Settings Sequence
(0014,409B) | ST | Scan Procedure
(0014,409C) | DS | Translation Rate X
(0014,409D) | DS | Translation Rate Y
(0014,409F) | DS | Channel Overlap
(0014,40A0) | LO | Image Quality Indicator Type
(0014,40A1) | LO | Image Quality Indicator Material
(0014,40A2) | LO | Image Quality Indicator Size
(0014,5002) | IS | LINAC Energy
(0014,5004) | IS | LINAC Output
(0014,5100) | US | Active Aperture
(0014,5101) | DS | Total Aperture
(0014,5102) | DS | Aperture Elevation
(0014,5103) | DS | Main Lobe Angle
(0014,5104) | DS | Main Roof Angle
(0014,5105) | CS | Connector Type
(0014,5106) | SH | Wedge Model Number
(0014,5107) | DS | Wedge Angle Float
(0014,5108) | DS | Wedge Roof Angle
(0014,5109) | CS | Wedge Element 1 Position
(0014,510A) | DS | Wedge Material Velocity
(0014,510B) | SH | Wedge Material
(0014,510C) | DS | Wedge Offset Z
(0014,510D) | DS | Wedge Origin Offset X
(0014,510E) | DS | Wedge Time Delay
(0014,510F) | SH | Wedge Name
(0014,5110) | SH | Wedge Manufacturer Name
(0014,5111) | LO | Wedge Description
(0014,5112) | DS | Nominal Beam Angle
(0014,5113) | DS | Wedge Offset X
(0014,5114) | DS | Wedge Offset Y
(0014,5115) | DS | Wedge Total Length
(0014,5116) | DS | Wedge In Contact Length
(0014,5117) | DS | Wedge Front Gap
(0014,5118) | DS | Wedge Total Height
(0014,5119) | DS | Wedge Front Height
(0014,511A) | DS | Wedge Rear Height
(0014,511B) | DS | Wedge Total Width
(0014,511C) | DS | Wedge In Contact Width
(0014,511D) | DS | Wedge Chamfer Height
(0014,511E) | CS | Wedge Curve
(0014,511F) | DS | Radius Along the Wedge
(0018,0010) | LO | Contrast/Bolus Agent
(0018,0012) | SQ | Contrast/Bolus Agent Sequence
(0018,0013) | FL | Contrast/Bolus T1 Relaxivity
(0018,0014) | SQ | Contrast/Bolus Administration Route Sequence
(0018,0015) | CS | Body Part Examined
(0018,0020) | CS | Scanning Sequence
(0018,0021) | CS | Sequence Variant
(0018,0022) | CS | Scan Options
(0018,0023) | CS | MR Acquisition Type
(0018,0024) | SH | Sequence Name
(0018,0025) | CS | Angio Flag
(0018,0026) | SQ | Intervention Drug Information Sequence
(0018,0027) | TM | Intervention Drug Stop Time
(0018,0028) | DS | Intervention Drug Dose
(0018,0029) | SQ | Intervention Drug Code Sequence
(0018,002A) | SQ | Additional Drug Sequence
(0018,0030) | LO | Radionuclide | Retired
(0018,0031) | LO | Radiopharmaceutical
(0018,0032) | DS | Energy Window Centerline | Retired
(0018,0033) | DS | Energy Window Total Width | Retired
(0018,0034) | LO | Intervention Drug Name
(0018,0035) | TM | Intervention Drug Start Time
(0018,0036) | SQ | Intervention Sequence
(0018,0037) | CS | Therapy Type | Retired
(0018,0038) | CS | Intervention Status
(0018,0039) | CS | Therapy Description | Retired
(0018,003A) | ST | Intervention Description
(0018,0040) | IS | Cine Rate
(0018,0042) | CS | Initial Cine Run State
(0018,0050) | DS | Slice Thickness
(0018,0060) | DS | KVP
(0018,0061) | DS |  | Retired
(0018,0070) | IS | Counts Accumulated
(0018,0071) | CS | Acquisition Termination Condition
(0018,0072) | DS | Effective Duration
(0018,0073) | CS | Acquisition Start Condition
(0018,0074) | IS | Acquisition Start Condition Data
(0018,0075) | IS | Acquisition Termination Condition Data
(0018,0080) | DS | Repetition Time
(0018,0081) | DS | Echo Time
(0018,0082) | DS | Inversion Time
(0018,0083) | DS | Number of Averages
(0018,0084) | DS | Imaging Frequency
(0018,0085) | SH | Imaged Nucleus
(0018,0086) | IS | Echo Number(s)
(0018,0087) | DS | Magnetic Field Strength
(0018,0088) | DS | Spacing Between Slices
(0018,0089) | IS | Number of Phase Encoding Steps
(0018,0090) | DS | Data Collection Diameter
(0018,0091) | IS | Echo Train Length
(0018,0093) | DS | Percent Sampling
(0018,0094) | DS | Percent Phase Field of View
(0018,0095) | DS | Pixel Bandwidth
(0018,1000) | LO | Device Serial Number
(0018,1002) | UI | Device UID
(0018,1003) | LO | Device ID
(0018,1004) | LO | Plate ID
(0018,1005) | LO | Generator ID
(0018,1006) | LO | Grid ID
(0018,1007) | LO | Cassette ID
(0018,1008) | LO | Gantry ID
(0018,1010) | LO | Secondary Capture Device ID
(0018,1011) | LO | Hardcopy Creation Device ID | Retired
(0018,1012) | DA | Date of Secondary Capture
(0018,1014) | TM | Time of Secondary Capture
(0018,1016) | LO | Secondary Capture Device Manufacturer
(0018,1017) | LO | Hardcopy Device Manufacturer | Retired
(0018,1018) | LO | Secondary Capture Device Manufacturer's Model Name
(0018,1019) | LO | Secondary Capture Device Software Versions
(0018,101A) | LO | Hardcopy Device Software Version | Retired
(0018,101B) | LO | Hardcopy Device Manufacturer's Model Name | Retired
(0018,1020) | LO | Software Version(s)
(0018,1022) | SH | Video Image Format Acquired
(0018,1023) | LO | Digital Image Format Acquired
(0018,1030) | LO | Protocol Name
(0018,1040) | LO | Contrast/Bolus Route
(0018,1041) | DS | Contrast/Bolus Volume
(0018,1042) | TM | Contrast/Bolus Start Time
(0018,1043) | TM | Contrast/Bolus Stop Time
(0018,1044) | DS | Contrast/Bolus Total Dose
(0018,1045) | IS | Syringe Counts
(0018,1046) | DS | Contrast Flow Rate
(0018,1047) | DS | Contrast Flow Duration
(0018,1048) | CS | Contrast/Bolus Ingredient
(0018,1049) | DS | Contrast/Bolus Ingredient Concentration
(0018,1050) | DS | Spatial Resolution
(0018,1060) | DS | Trigger Time
(0018,1061) | LO | Trigger Source or Type
(0018,1062) | IS | Nominal Interval
(0018,1063) | DS | Frame Time
(0018,1064) | LO | Cardiac Framing Type
(0018,1065) | DS | Frame Time Vector
(0018,1066) | DS | Frame Delay
(0018,1067) | DS | Image Trigger Delay
(0018,1068) | DS | Multiplex Group Time Offset
(0018,1069) | DS | Trigger Time Offset
(0018,106A) | CS | Synchronization Trigger
(0018,106C) | US | Synchronization Channel
(0018,106E) | UL | Trigger Sample Position
(0018,1070) | LO | Radiopharmaceutical Route
(0018,1071) | DS | Radiopharmaceutical Volume
(0018,1072) | TM | Radiopharmaceutical Start Time
(0018,1073) | TM | Radiopharmaceutical Stop Time
(0018,1074) | DS | Radionuclide Total Dose
(0018,1075) | DS | Radionuclide Half Life
(0018,1076) | DS | Radionuclide Positron Fraction
(0018,1077) | DS | Radiopharmaceutical Specific Activity
(0018,1078) | DT | Radiopharmaceutical Start DateTime
(0018,1079) | DT | Radiopharmaceutical Stop DateTime
(0018,1080) | CS | Beat Rejection Flag
(0018,1081) | IS | Low R-R Value
(0018,1082) | IS | High R-R Value
(0018,1083) | IS | Intervals Acquired
(0018,1084) | IS | Intervals Rejected
(0018,1085) | LO | PVC Rejection
(0018,1086) | IS | Skip Beats
(0018,1088) | IS | Heart Rate
(0018,1090) | IS | Cardiac Number of Images
(0018,1094) | IS | Trigger Window
(0018,1100) | DS | Reconstruction Diameter
(0018,1110) | DS | Distance Source to Detector
(0018,1111) | DS | Distance Source to Patient
(0018,1114) | DS | Estimated Radiographic Magnification Factor
(0018,1120) | DS | Gantry/Detector Tilt
(0018,1121) | DS | Gantry/Detector Slew
(0018,1130) | DS | Table Height
(0018,1131) | DS | Table Traverse
(0018,1134) | CS | Table Motion
(0018,1135) | DS | Table Vertical Increment
(0018,1136) | DS | Table Lateral Increment
(0018,1137) | DS | Table Longitudinal Increment
(0018,1138) | DS | Table Angle
(0018,113A) | CS | Table Type
(0018,1140) | CS | Rotation Direction
(0018,1141) | DS | Angular Position | Retired
(0018,1142) | DS | Radial Position
(0018,1143) | DS | Scan Arc
(0018,1144) | DS | Angular Step
(0018,1145) | DS | Center of Rotation Offset
(0018,1146) | DS | Rotation Offset | Retired
(0018,1147) | CS | Field of View Shape
(0018,1149) | IS | Field of View Dimension(s)
(0018,1150) | IS | Exposure Time
(0018,1151) | IS | X-Ray Tube Current
(0018,1152) | IS | Exposure
(0018,1153) | IS | Exposure in µAs
(0018,1154) | DS | Average Pulse Width
(0018,1155) | CS | Radiation Setting
(0018,1156) | CS | Rectification Type
(0018,115A) | CS | Radiation Mode
(0018,115E) | DS | Image and Fluoroscopy Area Dose Product
(0018,1160) | SH | Filter Type
(0018,1161) | LO | Type of Filters
(0018,1162) | DS | Intensifier Size
(0018,1164) | DS | Imager Pixel Spacing
(0018,1166) | CS | Grid
(0018,1170) | IS | Generator Power
(0018,1180) | SH | Collimator/grid Name
(0018,1181) | CS | Collimator Type
(0018,1182) | IS | Focal Distance
(0018,1183) | DS | X Focus Center
(0018,1184) | DS | Y Focus Center
(0018,1190) | DS | Focal Spot(s)
(0018,1191) | CS | Anode Target Material
(0018,11A0) | DS | Body Part Thickness
(0018,11A2) | DS | Compression Force
(0018,11A4) | LO | Paddle Description
(0018,1200) | DA | Date of Last Calibration
(0018,1201) | TM | Time of Last Calibration
(0018,1202) | DT | DateTime of Last Calibration
(0018,1210) | SH | Convolution Kernel
(0018,1240) | IS | Upper/Lower Pixel Values | Retired
(0018,1242) | IS | Actual Frame Duration
(0018,1243) | IS | Count Rate
(0018,1244) | US | Preferred Playback Sequencing
(0018,1250) | SH | Receive Coil Name
(0018,1251) | SH | Transmit Coil Name
(0018,1260) | SH | Plate Type
(0018,1261) | LO | Phosphor Type
(0018,1271) | FD | Water Equivalent Diameter
(0018,1272) | SQ | Water Equivalent Diameter Calculation Method Code Sequence
(0018,1300) | DS | Scan Velocity
(0018,1301) | CS | Whole Body Technique
(0018,1302) | IS | Scan Length
(0018,1310) | US | Acquisition Matrix
(0018,1312) | CS | In-plane Phase Encoding Direction
(0018,1314) | DS | Flip Angle
(0018,1315) | CS | Variable Flip Angle Flag
(0018,1316) | DS | SAR
(0018,1318) | DS | dB/dt
(0018,1320) | FL | B1rms
(0018,1400) | LO | Acquisition Device Processing Description
(0018,1401) | LO | Acquisition Device Processing Code
(0018,1402) | CS | Cassette Orientation
(0018,1403) | CS | Cassette Size
(0018,1404) | US | Exposures on Plate
(0018,1405) | IS | Relative X-Ray Exposure
(0018,1411) | DS | Exposure Index
(0018,1412) | DS | Target Exposure Index
(0018,1413) | DS | Deviation Index
(0018,1450) | DS | Column Angulation
(0018,1460) | DS | Tomo Layer Height
(0018,1470) | DS | Tomo Angle
(0018,1480) | DS | Tomo Time
(0018,1490) | CS | Tomo Type
(0018,1491) | CS | Tomo Class
(0018,1495) | IS | Number of Tomosynthesis Source Images
(0018,1500) | CS | Positioner Motion
(0018,1508) | CS | Positioner Type
(0018,1510) | DS | Positioner Primary Angle
(0018,1511) | DS | Positioner Secondary Angle
(0018,1520) | DS | Positioner Primary Angle Increment
(0018,1521) | DS | Positioner Secondary Angle Increment
(0018,1530) | DS | Detector Primary Angle
(0018,1531) | DS | Detector Secondary Angle
(0018,1600) | CS | Shutter Shape
(0018,1602) | IS | Shutter Left Vertical Edge
(0018,1604) | IS | Shutter Right Vertical Edge
(0018,1606) | IS | Shutter Upper Horizontal Edge
(0018,1608) | IS | Shutter Lower Horizontal Edge
(0018,1610) | IS | Center of Circular Shutter
(0018,1612) | IS | Radius of Circular Shutter
(0018,1620) | IS | Vertices of the Polygonal Shutter
(0018,1622) | US | Shutter Presentation Value
(0018,1623) | US | Shutter Overlay Group
(0018,1624) | US | Shutter Presentation Color CIELab Value
(0018,1700) | CS | Collimator Shape
(0018,1702) | IS | Collimator Left Vertical Edge
(0018,1704) | IS | Collimator Right Vertical Edge
(0018,1706) | IS | Collimator Upper Horizontal Edge
(0018,1708) | IS | Collimator Lower Horizontal Edge
(0018,1710) | IS | Center of Circular Collimator
(0018,1712) | IS | Radius of Circular Collimator
(0018,1720) | IS | Vertices of the Polygonal Collimator
(0018,1800) | CS | Acquisition Time Synchronized
(0018,1801) | SH | Time Source
(0018,1802) | CS | Time Distribution Protocol
(0018,1803) | LO | NTP Source Address
(0018,2001) | IS | Page Number Vector
(0018,2002) | SH | Frame Label Vector
(0018,2003) | DS | Frame Primary Angle Vector
(0018,2004) | DS | Frame Secondary Angle Vector
(0018,2005) | DS | Slice Location Vector
(0018,2006) | SH | Display Window Label Vector
(0018,2010) | DS | Nominal Scanned Pixel Spacing
(0018,2020) | CS | Digitizing Device Transport Direction
(0018,2030) | DS | Rotation of Scanned Film
(0018,2041) | SQ | Biopsy Target Sequence
(0018,2042) | UI | Target UID
(0018,2043) | FL | Localizing Cursor Position
(0018,2044) | FL | Calculated Target Position
(0018,2045) | SH | Target Label
(0018,2046) | FL | Displayed Z Value
(0018,3100) | CS | IVUS Acquisition
(0018,3101) | DS | IVUS Pullback Rate
(0018,3102) | DS | IVUS Gated Rate
(0018,3103) | IS | IVUS Pullback Start Frame Number
(0018,3104) | IS | IVUS Pullback Stop Frame Number
(0018,3105) | IS | Lesion Number
(0018,4000) | LT | Acquisition Comments | Retired
(0018,5000) | SH | Output Power
(0018,5010) | LO | Transducer Data
(0018,5012) | DS | Focus Depth
(0018,5020) | LO | Processing Function
(0018,5021) | LO | Postprocessing Function | Retired
(0018,5022) | DS | Mechanical Index
(0018,5024) | DS | Bone Thermal Index
(0018,5026) | DS | Cranial Thermal Index
(0018,5027) | DS | Soft Tissue Thermal Index
(0018,5028) | DS | Soft Tissue-focus Thermal Index
(0018,5029) | DS | Soft Tissue-surface Thermal Index
(0018,5030) | DS | Dynamic Range | Retired
(0018,5040) | DS | Total Gain | Retired
(0018,5050) | IS | Depth of Scan Field
(0018,5100) | CS | Patient Position
(0018,5101) | CS | View Position
(0018,5104) | SQ | Projection Eponymous Name Code Sequence
(0018,5210) | DS | Image Transformation Matrix | Retired
(0018,5212) | DS | Image Translation Vector | Retired
(0018,6000) | DS | Sensitivity
(0018,6011) | SQ | Sequence of Ultrasound Regions
(0018,6012) | US | Region Spatial Format
(0018,6014) | US | Region Data Type
(0018,6016) | UL | Region Flags
(0018,6018) | UL | Region Location Min X0
(0018,601A) | UL | Region Location Min Y0
(0018,601C) | UL | Region Location Max X1
(0018,601E) | UL | Region Location Max Y1
(0018,6020) | SL | Reference Pixel X0
(0018,6022) | SL | Reference Pixel Y0
(0018,6024) | US | Physical Units X Direction
(0018,6026) | US | Physical Units Y Direction
(0018,6028) | FD | Reference Pixel Physical Value X
(0018,602A) | FD | Reference Pixel Physical Value Y
(0018,602C) | FD | Physical Delta X
(0018,602E) | FD | Physical Delta Y
(0018,6030) | UL | Transducer Frequency
(0018,6031) | CS | Transducer Type
(0018,6032) | UL | Pulse Repetition Frequency
(0018,6034) | FD | Doppler Correction Angle
(0018,6036) | FD | Steering Angle
(0018,6038) | UL | Doppler Sample Volume X Position (Retired) | Retired
(0018,6039) | SL | Doppler Sample Volume X Position
(0018,603A) | UL | Doppler Sample Volume Y Position (Retired) | Retired
(0018,603B) | SL | Doppler Sample Volume Y Position
(0018,603C) | UL | TM-Line Position X0 (Retired) | Retired
(0018,603D) | SL | TM-Line Position X0
(0018,603E) | UL | TM-Line Position Y0 (Retired) | Retired
(0018,603F) | SL | TM-Line Position Y0
(0018,6040) | UL | TM-Line Position X1 (Retired) | Retired
(0018,6041) | SL | TM-Line Position X1
(0018,6042) | UL | TM-Line Position Y1 (Retired) | Retired
(0018,6043) | SL | TM-Line Position Y1
(0018,6044) | US | Pixel Component Organization
(0018,6046) | UL | Pixel Component Mask
(0018,6048) | UL | Pixel Component Range Start
(0018,604A) | UL | Pixel Component Range Stop
(0018,604C) | US | Pixel Component Physical Units
(0018,604E) | US | Pixel Component Data Type
(0018,6050) | UL | Number of Table Break Points
(0018,6052) | UL | Table of X Break Points
(0018,6054) | FD | Table of Y Break Points
(0018,6056) | UL | Number of Table Entries
(0018,6058) | UL | Table of Pixel Values
(0018,605A) | FL | Table of Parameter Values
(0018,6060) | FL | R Wave Time Vector
(0018,7000) | CS | Detector Conditions Nominal Flag
(0018,7001) | DS | Detector Temperature
(0018,7004) | CS | Detector Type
(0018,7005) | CS | Detector Configuration
(0018,7006) | LT | Detector Description
(0018,7008) | LT | Detector Mode
(0018,700A) | SH | Detector ID
(0018,700C) | DA | Date of Last Detector Calibration
(0018,700E) | TM | Time of Last Detector Calibration
(0018,7010) | IS | Exposures on Detector Since Last Calibration
(0018,7011) | IS | Exposures on Detector Since Manufactured
(0018,7012) | DS | Detector Time Since Last Exposure
(0018,7014) | DS | Detector Active Time
(0018,7016) | DS | Detector Activation Offset From Exposure
(0018,701A) | DS | Detector Binning
(0018,7020) | DS | Detector Element Physical Size
(0018,7022) | DS | Detector Element Spacing
(0018,7024) | CS | Detector Active Shape
(0018,7026) | DS | Detector Active Dimension(s)
(0018,7028) | DS | Detector Active Origin
(0018,702A) | LO | Detector Manufacturer Name
(0018,702B) | LO | Detector Manufacturer's Model Name
(0018,7030) | DS | Field of View Origin
(0018,7032) | DS | Field of View Rotation
(0018,7034) | CS | Field of View Horizontal Flip
(0018,7036) | FL | Pixel Data Area Origin Relative To FOV
(0018,7038) | FL | Pixel Data Area Rotation Angle Relative To FOV
(0018,7040) | LT | Grid Absorbing Material
(0018,7041) | LT | Grid Spacing Material
(0018,7042) | DS | Grid Thickness
(0018,7044) | DS | Grid Pitch
(0018,7046) | IS | Grid Aspect Ratio
(0018,7048) | DS | Grid Period
(0018,704C) | DS | Grid Focal Distance
(0018,7050) | CS | Filter Material
(0018,7052) | DS | Filter Thickness Minimum
(0018,7054) | DS | Filter Thickness Maximum
(0018,7056) | FL | Filter Beam Path Length Minimum
(0018,7058) | FL | Filter Beam Path Length Maximum
(0018,7060) | CS | Exposure Control Mode
(0018,7062) | LT | Exposure Control Mode Description
(0018,7064) | CS | Exposure Status
(0018,7065) | DS | Phototimer Setting
(0018,8150) | DS | Exposure Time in µS
(0018,8151) | DS | X-Ray Tube Current in µA
(0018,9004) | CS | Content Qualification
(0018,9005) | SH | Pulse Sequence Name
(0018,9006) | SQ | MR Imaging Modifier Sequence
(0018,9008) | CS | Echo Pulse Sequence
(0018,9009) | CS | Inversion Recovery
(0018,9010) | CS | Flow Compensation
(0018,9011) | CS | Multiple Spin Echo
(0018,9012) | CS | Multi-planar Excitation
(0018,9014) | CS | Phase Contrast
(0018,9015) | CS | Time of Flight Contrast
(0018,9016) | CS | Spoiling
(0018,9017) | CS | Steady State Pulse Sequence
(0018,9018) | CS | Echo Planar Pulse Sequence
(0018,9019) | FD | Tag Angle First Axis
(0018,9020) | CS | Magnetization Transfer
(0018,9021) | CS | T2 Preparation
(0018,9022) | CS | Blood Signal Nulling
(0018,9024) | CS | Saturation Recovery
(0018,9025) | CS | Spectrally Selected Suppression
(0018,9026) | CS | Spectrally Selected Excitation
(0018,9027) | CS | Spatial Pre-saturation
(0018,9028) | CS | Tagging
(0018,9029) | CS | Oversampling Phase
(0018,9030) | FD | Tag Spacing First Dimension
(0018,9032) | CS | Geometry of k-Space Traversal
(0018,9033) | CS | Segmented k-Space Traversal
(0018,9034) | CS | Rectilinear Phase Encode Reordering
(0018,9035) | FD | Tag Thickness
(0018,9036) | CS | Partial Fourier Direction
(0018,9037) | CS | Cardiac Synchronization Technique
(0018,9041) | LO | Receive Coil Manufacturer Name
(0018,9042) | SQ | MR Receive Coil Sequence
(0018,9043) | CS | Receive Coil Type
(0018,9044) | CS | Quadrature Receive Coil
(0018,9045) | SQ | Multi-Coil Definition Sequence
(0018,9046) | LO | Multi-Coil Configuration
(0018,9047) | SH | Multi-Coil Element Name
(0018,9048) | CS | Multi-Coil Element Used
(0018,9049) | SQ | MR Transmit Coil Sequence
(0018,9050) | LO | Transmit Coil Manufacturer Name
(0018,9051) | CS | Transmit Coil Type
(0018,9052) | FD | Spectral Width
(0018,9053) | FD | Chemical Shift Reference
(0018,9054) | CS | Volume Localization Technique
(0018,9058) | US | MR Acquisition Frequency Encoding Steps
(0018,9059) | CS | De-coupling
(0018,9060) | CS | De-coupled Nucleus
(0018,9061) | FD | De-coupling Frequency
(0018,9062) | CS | De-coupling Method
(0018,9063) | FD | De-coupling Chemical Shift Reference
(0018,9064) | CS | k-space Filtering
(0018,9065) | CS | Time Domain Filtering
(0018,9066) | US | Number of Zero Fills
(0018,9067) | CS | Baseline Correction
(0018,9069) | FD | Parallel Reduction Factor In-plane
(0018,9070) | FD | Cardiac R-R Interval Specified
(0018,9073) | FD | Acquisition Duration
(0018,9074) | DT | Frame Acquisition DateTime
(0018,9075) | CS | Diffusion Directionality
(0018,9076) | SQ | Diffusion Gradient Direction Sequence
(0018,9077) | CS | Parallel Acquisition
(0018,9078) | CS | Parallel Acquisition Technique
(0018,9079) | FD | Inversion Times
(0018,9080) | ST | Metabolite Map Description
(0018,9081) | CS | Partial Fourier
(0018,9082) | FD | Effective Echo Time
(0018,9083) | SQ | Metabolite Map Code Sequence
(0018,9084) | SQ | Chemical Shift Sequence
(0018,9085) | CS | Cardiac Signal Source
(0018,9087) | FD | Diffusion b-value
(0018,9089) | FD | Diffusion Gradient Orientation
(0018,9090) | FD | Velocity Encoding Direction
(0018,9091) | FD | Velocity Encoding Minimum Value
(0018,9092) | SQ | Velocity Encoding Acquisition Sequence
(0018,9093) | US | Number of k-Space Trajectories
(0018,9094) | CS | Coverage of k-Space
(0018,9095) | UL | Spectroscopy Acquisition Phase Rows
(0018,9096) | FD | Parallel Reduction Factor In-plane (Retired) | Retired
(0018,9098) | FD | Transmitter Frequency
(0018,9100) | CS | Resonant Nucleus
(0018,9101) | CS | Frequency Correction
(0018,9103) | SQ | MR Spectroscopy FOV/Geometry Sequence
(0018,9104) | FD | Slab Thickness
(0018,9105) | FD | Slab Orientation
(0018,9106) | FD | Mid Slab Position
(0018,9107) | SQ | MR Spatial Saturation Sequence
(0018,9112) | SQ | MR Timing and Related Parameters Sequence
(0018,9114) | SQ | MR Echo Sequence
(0018,9115) | SQ | MR Modifier Sequence
(0018,9117) | SQ | MR Diffusion Sequence
(0018,9118) | SQ | Cardiac Synchronization Sequence
(0018,9119) | SQ | MR Averages Sequence
(0018,9125) | SQ | MR FOV/Geometry Sequence
(0018,9126) | SQ | Volume Localization Sequence
(0018,9127) | UL | Spectroscopy Acquisition Data Columns
(0018,9147) | CS | Diffusion Anisotropy Type
(0018,9151) | DT | Frame Reference DateTime
(0018,9152) | SQ | MR Metabolite Map Sequence
(0018,9155) | FD | Parallel Reduction Factor out-of-plane
(0018,9159) | UL | Spectroscopy Acquisition Out-of-plane Phase Steps
(0018,9166) | CS | Bulk Motion Status | Retired
(0018,9168) | FD | Parallel Reduction Factor Second In-plane
(0018,9169) | CS | Cardiac Beat Rejection Technique
(0018,9170) | CS | Respiratory Motion Compensation Technique
(0018,9171) | CS | Respiratory Signal Source
(0018,9172) | CS | Bulk Motion Compensation Technique
(0018,9173) | CS | Bulk Motion Signal Source
(0018,9174) | CS | Applicable Safety Standard Agency
(0018,9175) | LO | Applicable Safety Standard Description
(0018,9176) | SQ | Operating Mode Sequence
(0018,9177) | CS | Operating Mode Type
(0018,9178) | CS | Operating Mode
(0018,9179) | CS | Specific Absorption Rate Definition
(0018,9180) | CS | Gradient Output Type
(0018,9181) | FD | Specific Absorption Rate Value
(0018,9182) | FD | Gradient Output
(0018,9183) | CS | Flow Compensation Direction
(0018,9184) | FD | Tagging Delay
(0018,9185) | ST | Respiratory Motion Compensation Technique Description
(0018,9186) | SH | Respiratory Signal Source ID
(0018,9195) | FD | Chemical Shift Minimum Integration Limit in Hz | Retired
(0018,9196) | FD | Chemical Shift Maximum Integration Limit in Hz | Retired
(0018,9197) | SQ | MR Velocity Encoding Sequence
(0018,9198) | CS | First Order Phase Correction
(0018,9199) | CS | Water Referenced Phase Correction
(0018,9200) | CS | MR Spectroscopy Acquisition Type
(0018,9214) | CS | Respiratory Cycle Position
(0018,9217) | FD | Velocity Encoding Maximum Value
(0018,9218) | FD | Tag Spacing Second Dimension
(0018,9219) | SS | Tag Angle Second Axis
(0018,9220) | FD | Frame Acquisition Duration
(0018,9226) | SQ | MR Image Frame Type Sequence
(0018,9227) | SQ | MR Spectroscopy Frame Type Sequence
(0018,9231) | US | MR Acquisition Phase Encoding Steps in-plane
(0018,9232) | US | MR Acquisition Phase Encoding Steps out-of-plane
(0018,9234) | UL | Spectroscopy Acquisition Phase Columns
(0018,9236) | CS | Cardiac Cycle Position
(0018,9239) | SQ | Specific Absorption Rate Sequence
(0018,9240) | US | RF Echo Train Length
(0018,9241) | US | Gradient Echo Train Length
(0018,9250) | CS | Arterial Spin Labeling Contrast
(0018,9251) | SQ | MR Arterial Spin Labeling Sequence
(0018,9252) | LO | ASL Technique Description
(0018,9253) | US | ASL Slab Number
(0018,9254) | FD | ASL Slab Thickness
(0018,9255) | FD | ASL Slab Orientation
(0018,9256) | FD | ASL Mid Slab Position
(0018,9257) | CS | ASL Context
(0018,9258) | UL | ASL Pulse Train Duration
(0018,9259) | CS | ASL Crusher Flag
(0018,925A) | FD | ASL Crusher Flow Limit
(0018,925B) | LO | ASL Crusher Description
(0018,925C) | CS | ASL Bolus Cut-off Flag
(0018,925D) | SQ | ASL Bolus Cut-off Timing Sequence
(0018,925E) | LO | ASL Bolus Cut-off Technique
(0018,925F) | UL | ASL Bolus Cut-off Delay Time
(0018,9260) | SQ | ASL Slab Sequence
(0018,9295) | FD | Chemical Shift Minimum Integration Limit in ppm
(0018,9296) | FD | Chemical Shift Maximum Integration Limit in ppm
(0018,9297) | CS | Water Reference Acquisition
(0018,9298) | IS | Echo Peak Position
(0018,9301) | SQ | CT Acquisition Type Sequence
(0018,9302) | CS | Acquisition Type
(0018,9303) | FD | Tube Angle
(0018,9304) | SQ | CT Acquisition Details Sequence
(0018,9305) | FD | Revolution Time
(0018,9306) | FD | Single Collimation Width
(0018,9307) | FD | Total Collimation Width
(0018,9308) | SQ | CT Table Dynamics Sequence
(0018,9309) | FD | Table Speed
(0018,9310) | FD | Table Feed per Rotation
(0018,9311) | FD | Spiral Pitch Factor
(0018,9312) | SQ | CT Geometry Sequence
(0018,9313) | FD | Data Collection Center (Patient)
(0018,9314) | SQ | CT Reconstruction Sequence
(0018,9315) | CS | Reconstruction Algorithm
(0018,9316) | CS | Convolution Kernel Group
(0018,9317) | FD | Reconstruction Field of View
(0018,9318) | FD | Reconstruction Target Center (Patient)
(0018,9319) | FD | Reconstruction Angle
(0018,9320) | SH | Image Filter
(0018,9321) | SQ | CT Exposure Sequence
(0018,9322) | FD | Reconstruction Pixel Spacing
(0018,9323) | CS | Exposure Modulation Type
(0018,9324) | FD | Estimated Dose Saving
(0018,9325) | SQ | CT X-Ray Details Sequence
(0018,9326) | SQ | CT Position Sequence
(0018,9327) | FD | Table Position
(0018,9328) | FD | Exposure Time in ms
(0018,9329) | SQ | CT Image Frame Type Sequence
(0018,9330) | FD | X-Ray Tube Current in mA
(0018,9332) | FD | Exposure in mAs
(0018,9333) | CS | Constant Volume Flag
(0018,9334) | CS | Fluoroscopy Flag
(0018,9335) | FD | Distance Source to Data Collection Center
(0018,9337) | US | Contrast/Bolus Agent Number
(0018,9338) | SQ | Contrast/Bolus Ingredient Code Sequence
(0018,9340) | SQ | Contrast Administration Profile Sequence
(0018,9341) | SQ | Contrast/Bolus Usage Sequence
(0018,9342) | CS | Contrast/Bolus Agent Administered
(0018,9343) | CS | Contrast/Bolus Agent Detected
(0018,9344) | CS | Contrast/Bolus Agent Phase
(0018,9345) | FD | CTDIvol
(0018,9346) | SQ | CTDI Phantom Type Code Sequence
(0018,9351) | FL | Calcium Scoring Mass Factor Patient
(0018,9352) | FL | Calcium Scoring Mass Factor Device
(0018,9353) | FL | Energy Weighting Factor
(0018,9360) | SQ | CT Additional X-Ray Source Sequence
(0018,9401) | SQ | Projection Pixel Calibration Sequence
(0018,9402) | FL | Distance Source to Isocenter
(0018,9403) | FL | Distance Object to Table Top
(0018,9404) | FL | Object Pixel Spacing in Center of Beam
(0018,9405) | SQ | Positioner Position Sequence
(0018,9406) | SQ | Table Position Sequence
(0018,9407) | SQ | Collimator Shape Sequence
(0018,9410) | CS | Planes in Acquisition
(0018,9412) | SQ | XA/XRF Frame Characteristics Sequence
(0018,9417) | SQ | Frame Acquisition Sequence
(0018,9420) | CS | X-Ray Receptor Type
(0018,9423) | LO | Acquisition Protocol Name
(0018,9424) | LT | Acquisition Protocol Description
(0018,9425) | CS | Contrast/Bolus Ingredient Opaque
(0018,9426) | FL | Distance Receptor Plane to Detector Housing
(0018,9427) | CS | Intensifier Active Shape
(0018,9428) | FL | Intensifier Active Dimension(s)
(0018,9429) | FL | Physical Detector Size
(0018,9430) | FL | Position of Isocenter Projection
(0018,9432) | SQ | Field of View Sequence
(0018,9433) | LO | Field of View Description
(0018,9434) | SQ | Exposure Control Sensing Regions Sequence
(0018,9435) | CS | Exposure Control Sensing Region Shape
(0018,9436) | SS | Exposure Control Sensing Region Left Vertical Edge
(0018,9437) | SS | Exposure Control Sensing Region Right Vertical Edge
(0018,9438) | SS | Exposure Control Sensing Region Upper Horizontal Edge
(0018,9439) | SS | Exposure Control Sensing Region Lower Horizontal Edge
(0018,9440) | SS | Center of Circular Exposure Control Sensing Region
(0018,9441) | US | Radius of Circular Exposure Control Sensing Region
(0018,9442) | SS | Vertices of the Polygonal Exposure Control Sensing Region
(0018,9445) |  |  | Retired
(0018,9447) | FL | Column Angulation (Patient)
(0018,9449) | FL | Beam Angle
(0018,9451) | SQ | Frame Detector Parameters Sequence
(0018,9452) | FL | Calculated Anatomy Thickness
(0018,9455) | SQ | Calibration Sequence
(0018,9456) | SQ | Object Thickness Sequence
(0018,9457) | CS | Plane Identification
(0018,9461) | FL | Field of View Dimension(s) in Float
(0018,9462) | SQ | Isocenter Reference System Sequence
(0018,9463) | FL | Positioner Isocenter Primary Angle
(0018,9464) | FL | Positioner Isocenter Secondary Angle
(0018,9465) | FL | Positioner Isocenter Detector Rotation Angle
(0018,9466) | FL | Table X Position to Isocenter
(0018,9467) | FL | Table Y Position to Isocenter
(0018,9468) | FL | Table Z Position to Isocenter
(0018,9469) | FL | Table Horizontal Rotation Angle
(0018,9470) | FL | Table Head Tilt Angle
(0018,9471) | FL | Table Cradle Tilt Angle
(0018,9472) | SQ | Frame Display Shutter Sequence
(0018,9473) | FL | Acquired Image Area Dose Product
(0018,9474) | CS | C-arm Positioner Tabletop Relationship
(0018,9476) | SQ | X-Ray Geometry Sequence
(0018,9477) | SQ | Irradiation Event Identification Sequence
(0018,9504) | SQ | X-Ray 3D Frame Type Sequence
(0018,9506) | SQ | Contributing Sources Sequence
(0018,9507) | SQ | X-Ray 3D Acquisition Sequence
(0018,9508) | FL | Primary Positioner Scan Arc
(0018,9509) | FL | Secondary Positioner Scan Arc
(0018,9510) | FL | Primary Positioner Scan Start Angle
(0018,9511) | FL | Secondary Positioner Scan Start Angle
(0018,9514) | FL | Primary Positioner Increment
(0018,9515) | FL | Secondary Positioner Increment
(0018,9516) | DT | Start Acquisition DateTime
(0018,9517) | DT | End Acquisition DateTime
(0018,9518) | SS | Primary Positioner Increment Sign
(0018,9519) | SS | Secondary Positioner Increment Sign
(0018,9524) | LO | Application Name
(0018,9525) | LO | Application Version
(0018,9526) | LO | Application Manufacturer
(0018,9527) | CS | Algorithm Type
(0018,9528) | LO | Algorithm Description
(0018,9530) | SQ | X-Ray 3D Reconstruction Sequence
(0018,9531) | LO | Reconstruction Description
(0018,9538) | SQ | Per Projection Acquisition Sequence
(0018,9541) | SQ | Detector Position Sequence
(0018,9542) | SQ | X-Ray Acquisition Dose Sequence
(0018,9543) | FD | X-Ray Source Isocenter Primary Angle
(0018,9544) | FD | X-Ray Source Isocenter Secondary Angle
(0018,9545) | FD | Breast Support Isocenter Primary Angle
(0018,9546) | FD | Breast Support Isocenter Secondary Angle
(0018,9547) | FD | Breast Support X Position to Isocenter
(0018,9548) | FD | Breast Support Y Position to Isocenter
(0018,9549) | FD | Breast Support Z Position to Isocenter
(0018,9550) | FD | Detector Isocenter Primary Angle
(0018,9551) | FD | Detector Isocenter Secondary Angle
(0018,9552) | FD | Detector X Position to Isocenter
(0018,9553) | FD | Detector Y Position to Isocenter
(0018,9554) | FD | Detector Z Position to Isocenter
(0018,9555) | SQ | X-Ray Grid Sequence
(0018,9556) | SQ | X-Ray Filter Sequence
(0018,9557) | FD | Detector Active Area TLHC Position
(0018,9558) | FD | Detector Active Area Orientation
(0018,9559) | CS | Positioner Primary Angle Direction
(0018,9601) | SQ | Diffusion b-matrix Sequence
(0018,9602) | FD | Diffusion b-value XX
(0018,9603) | FD | Diffusion b-value XY
(0018,9604) | FD | Diffusion b-value XZ
(0018,9605) | FD | Diffusion b-value YY
(0018,9606) | FD | Diffusion b-value YZ
(0018,9607) | FD | Diffusion b-value ZZ
(0018,9621) | SQ | Functional MR Sequence
(0018,9622) | CS | Functional Settling Phase Frames Present
(0018,9623) | DT | Functional Sync Pulse
(0018,9624) | CS | Settling Phase Frame
(0018,9701) | DT | Decay Correction DateTime
(0018,9715) | FD | Start Density Threshold
(0018,9716) | FD | Start Relative Density Difference Threshold
(0018,9717) | FD | Start Cardiac Trigger Count Threshold
(0018,9718) | FD | Start Respiratory Trigger Count Threshold
(0018,9719) | FD | Termination Counts Threshold
(0018,9720) | FD | Termination Density Threshold
(0018,9721) | FD | Termination Relative Density Threshold
(0018,9722) | FD | Termination Time Threshold
(0018,9723) | FD | Termination Cardiac Trigger Count Threshold
(0018,9724) | FD | Termination Respiratory Trigger Count Threshold
(0018,9725) | CS | Detector Geometry
(0018,9726) | FD | Transverse Detector Separation
(0018,9727) | FD | Axial Detector Dimension
(0018,9729) | US | Radiopharmaceutical Agent Number
(0018,9732) | SQ | PET Frame Acquisition Sequence
(0018,9733) | SQ | PET Detector Motion Details Sequence
(0018,9734) | SQ | PET Table Dynamics Sequence
(0018,9735) | SQ | PET Position Sequence
(0018,9736) | SQ | PET Frame Correction Factors Sequence
(0018,9737) | SQ | Radiopharmaceutical Usage Sequence
(0018,9738) | CS | Attenuation Correction Source
(0018,9739) | US | Number of Iterations
(0018,9740) | US | Number of Subsets
(0018,9749) | SQ | PET Reconstruction Sequence
(0018,9751) | SQ | PET Frame Type Sequence
(0018,9755) | CS | Time of Flight Information Used
(0018,9756) | CS | Reconstruction Type
(0018,9758) | CS | Decay Corrected
(0018,9759) | CS | Attenuation Corrected
(0018,9760) | CS | Scatter Corrected
(0018,9761) | CS | Dead Time Corrected
(0018,9762) | CS | Gantry Motion Corrected
(0018,9763) | CS | Patient Motion Corrected
(0018,9764) | CS | Count Loss Normalization Corrected
(0018,9765) | CS | Randoms Corrected
(0018,9766) | CS | Non-uniform Radial Sampling Corrected
(0018,9767) | CS | Sensitivity Calibrated
(0018,9768) | CS | Detector Normalization Correction
(0018,9769) | CS | Iterative Reconstruction Method
(0018,9770) | CS | Attenuation Correction Temporal Relationship
(0018,9771) | SQ | Patient Physiological State Sequence
(0018,9772) | SQ | Patient Physiological State Code Sequence
(0018,9801) | FD | Depth(s) of Focus
(0018,9803) | SQ | Excluded Intervals Sequence
(0018,9804) | DT | Exclusion Start DateTime
(0018,9805) | FD | Exclusion Duration
(0018,9806) | SQ | US Image Description Sequence
(0018,9807) | SQ | Image Data Type Sequence
(0018,9808) | CS | Data Type
(0018,9809) | SQ | Transducer Scan Pattern Code Sequence
(0018,980B) | CS | Aliased Data Type
(0018,980C) | CS | Position Measuring Device Used
(0018,980D) | SQ | Transducer Geometry Code Sequence
(0018,980E) | SQ | Transducer Beam Steering Code Sequence
(0018,980F) | SQ | Transducer Application Code Sequence
(0018,9810) | US or SS | Zero Velocity Pixel Value
(0018,A001) | SQ | Contributing Equipment Sequence
(0018,A002) | DT | Contribution DateTime
(0018,A003) | ST | Contribution Description
(0020,000D) | UI | Study Instance UID
(0020,000E) | UI | Series Instance UID
(0020,0010) | SH | Study ID
(0020,0011) | IS | Series Number
(0020,0012) | IS | Acquisition Number
(0020,0013) | IS | Instance Number
(0020,0014) | IS | Isotope Number | Retired
(0020,0015) | IS | Phase Number | Retired
(0020,0016) | IS | Interval Number | Retired
(0020,0017) | IS | Time Slot Number | Retired
(0020,0018) | IS | Angle Number | Retired
(0020,0019) | IS | Item Number
(0020,0020) | CS | Patient Orientation
(0020,0022) | IS | Overlay Number | Retired
(0020,0024) | IS | Curve Number | Retired
(0020,0026) | IS | LUT Number | Retired
(0020,0030) | DS | Image Position | Retired
(0020,0032) | DS | Image Position (Patient)
(0020,0035) | DS | Image Orientation | Retired
(0020,0037) | DS | Image Orientation (Patient)
(0020,0050) | DS | Location | Retired
(0020,0052) | UI | Frame of Reference UID
(0020,0060) | CS | Laterality
(0020,0062) | CS | Image Laterality
(0020,0070) | LO | Image Geometry Type | Retired
(0020,0080) | CS | Masking Image | Retired
(0020,00AA) | IS | Report Number | Retired
(0020,0100) | IS | Temporal Position Identifier
(0020,0105) | IS | Number of Temporal Positions
(0020,0110) | DS | Temporal Resolution
(0020,0200) | UI | Synchronization Frame of Reference UID
(0020,0242) | UI | SOP Instance UID of Concatenation Source
(0020,1000) | IS | Series in Study | Retired
(0020,1001) | IS | Acquisitions in Series | Retired
(0020,1002) | IS | Images in Acquisition
(0020,1003) | IS | Images in Series | Retired
(0020,1004) | IS | Acquisitions in Study | Retired
(0020,1005) | IS | Images in Study | Retired
(0020,1020) | LO | Reference | Retired
(0020,1040) | LO | Position Reference Indicator
(0020,1041) | DS | Slice Location
(0020,1070) | IS | Other Study Numbers | Retired
(0020,1200) | IS | Number of Patient Related Studies
(0020,1202) | IS | Number of Patient Related Series
(0020,1204) | IS | Number of Patient Related Instances
(0020,1206) | IS | Number of Study Related Series
(0020,1208) | IS | Number of Study Related Instances
(0020,1209) | IS | Number of Series Related Instances
(0020,31xx) | CS | Source Image IDs | Retired
(0020,3401) | CS | Modifying Device ID | Retired
(0020,3402) | CS | Modified Image ID | Retired
(0020,3403) | DA | Modified Image Date | Retired
(0020,3404) | LO | Modifying Device Manufacturer | Retired
(0020,3405) | TM | Modified Image Time | Retired
(0020,3406) | LO | Modified Image Description | Retired
(0020,4000) | LT | Image Comments
(0020,5000) | AT | Original Image Identification | Retired
(0020,5002) | LO | Original Image Identification Nomenclature | Retired
(0020,9056) | SH | Stack ID
(0020,9057) | UL | In-Stack Position Number
(0020,9071) | SQ | Frame Anatomy Sequence
(0020,9072) | CS | Frame Laterality
(0020,9111) | SQ | Frame Content Sequence
(0020,9113) | SQ | Plane Position Sequence
(0020,9116) | SQ | Plane Orientation Sequence
(0020,9128) | UL | Temporal Position Index
(0020,9153) | FD | Nominal Cardiac Trigger Delay Time
(0020,9154) | FL | Nominal Cardiac Trigger Time Prior To R-Peak
(0020,9155) | FL | Actual Cardiac Trigger Time Prior To R-Peak
(0020,9156) | US | Frame Acquisition Number
(0020,9157) | UL | Dimension Index Values
(0020,9158) | LT | Frame Comments
(0020,9161) | UI | Concatenation UID
(0020,9162) | US | In-concatenation Number
(0020,9163) | US | In-concatenation Total Number
(0020,9164) | UI | Dimension Organization UID
(0020,9165) | AT | Dimension Index Pointer
(0020,9167) | AT | Functional Group Pointer
(0020,9170) | SQ | Unassigned Shared Converted Attributes Sequence
(0020,9171) | SQ | Unassigned Per-Frame Converted Attributes Sequence
(0020,9172) | SQ | Conversion Source Attributes Sequence
(0020,9213) | LO | Dimension Index Private Creator
(0020,9221) | SQ | Dimension Organization Sequence
(0020,9222) | SQ | Dimension Index Sequence
(0020,9228) | UL | Concatenation Frame Offset Number
(0020,9238) | LO | Functional Group Private Creator
(0020,9241) | FL | Nominal Percentage of Cardiac Phase
(0020,9245) | FL | Nominal Percentage of Respiratory Phase
(0020,9246) | FL | Starting Respiratory Amplitude
(0020,9247) | CS | Starting Respiratory Phase
(0020,9248) | FL | Ending Respiratory Amplitude
(0020,9249) | CS | Ending Respiratory Phase
(0020,9250) | CS | Respiratory Trigger Type
(0020,9251) | FD | R-R Interval Time Nominal
(0020,9252) | FD | Actual Cardiac Trigger Delay Time
(0020,9253) | SQ | Respiratory Synchronization Sequence
(0020,9254) | FD | Respiratory Interval Time
(0020,9255) | FD | Nominal Respiratory Trigger Delay Time
(0020,9256) | FD | Respiratory Trigger Delay Threshold
(0020,9257) | FD | Actual Respiratory Trigger Delay Time
(0020,9301) | FD | Image Position (Volume)
(0020,9302) | FD | Image Orientation (Volume)
(0020,9307) | CS | Ultrasound Acquisition Geometry
(0020,9308) | FD | Apex Position
(0020,9309) | FD | Volume to Transducer Mapping Matrix
(0020,930A) | FD | Volume to Table Mapping Matrix
(0020,930B) | CS | Volume to Transducer Relationship
(0020,930C) | CS | Patient Frame of Reference Source
(0020,930D) | FD | Temporal Position Time Offset
(0020,930E) | SQ | Plane Position (Volume) Sequence
(0020,930F) | SQ | Plane Orientation (Volume) Sequence
(0020,9310) | SQ | Temporal Position Sequence
(0020,9311) | CS | Dimension Organization Type
(0020,9312) | UI | Volume Frame of Reference UID
(0020,9313) | UI | Table Frame of Reference UID
(0020,9421) | LO | Dimension Description Label
(0020,9450) | SQ | Patient Orientation in Frame Sequence
(0020,9453) | LO | Frame Label
(0020,9518) | US | Acquisition Index
(0020,9529) | SQ | Contributing SOP Instances Reference Sequence
(0020,9536) | US | Reconstruction Index
(0022,0001) | US | Light Path Filter Pass-Through Wavelength
(0022,0002) | US | Light Path Filter Pass Band
(0022,0003) | US | Image Path Filter Pass-Through Wavelength
(0022,0004) | US | Image Path Filter Pass Band
(0022,0005) | CS | Patient Eye Movement Commanded
(0022,0006) | SQ | Patient Eye Movement Command Code Sequence
(0022,0007) | FL | Spherical Lens Power
(0022,0008) | FL | Cylinder Lens Power
(0022,0009) | FL | Cylinder Axis
(0022,000A) | FL | Emmetropic Magnification
(0022,000B) | FL | Intra Ocular Pressure
(0022,000C) | FL | Horizontal Field of View
(0022,000D) | CS | Pupil Dilated
(0022,000E) | FL | Degree of Dilation
(0022,0010) | FL | Stereo Baseline Angle
(0022,0011) | FL | Stereo Baseline Displacement
(0022,0012) | FL | Stereo Horizontal Pixel Offset
(0022,0013) | FL | Stereo Vertical Pixel Offset
(0022,0014) | FL | Stereo Rotation
(0022,0015) | SQ | Acquisition Device Type Code Sequence
(0022,0016) | SQ | Illumination Type Code Sequence
(0022,0017) | SQ | Light Path Filter Type Stack Code Sequence
(0022,0018) | SQ | Image Path Filter Type Stack Code Sequence
(0022,0019) | SQ | Lenses Code Sequence
(0022,001A) | SQ | Channel Description Code Sequence
(0022,001B) | SQ | Refractive State Sequence
(0022,001C) | SQ | Mydriatic Agent Code Sequence
(0022,001D) | SQ | Relative Image Position Code Sequence
(0022,001E) | FL | Camera Angle of View
(0022,0020) | SQ | Stereo Pairs Sequence
(0022,0021) | SQ | Left Image Sequence
(0022,0022) | SQ | Right Image Sequence
(0022,0028) | CS | Stereo Pairs Present
(0022,0030) | FL | Axial Length of the Eye
(0022,0031) | SQ | Ophthalmic Frame Location Sequence
(0022,0032) | FL | Reference Coordinates
(0022,0035) | FL | Depth Spatial Resolution
(0022,0036) | FL | Maximum Depth Distortion
(0022,0037) | FL | Along-scan Spatial Resolution
(0022,0038) | FL | Maximum Along-scan Distortion
(0022,0039) | CS | Ophthalmic Image Orientation
(0022,0041) | FL | Depth of Transverse Image
(0022,0042) | SQ | Mydriatic Agent Concentration Units Sequence
(0022,0048) | FL | Across-scan Spatial Resolution
(0022,0049) | FL | Maximum Across-scan Distortion
(0022,004E) | DS | Mydriatic Agent Concentration
(0022,0055) | FL | Illumination Wave Length
(0022,0056) | FL | Illumination Power
(0022,0057) | FL | Illumination Bandwidth
(0022,0058) | SQ | Mydriatic Agent Sequence
(0022,1007) | SQ | Ophthalmic Axial Measurements Right Eye Sequence
(0022,1008) | SQ | Ophthalmic Axial Measurements Left Eye Sequence
(0022,1009) | CS | Ophthalmic Axial Measurements Device Type
(0022,1010) | CS | Ophthalmic Axial Length Measurements Type
(0022,1012) | SQ | Ophthalmic Axial Length Sequence
(0022,1019) | FL | Ophthalmic Axial Length
(0022,1024) | SQ | Lens Status Code Sequence
(0022,1025) | SQ | Vitreous Status Code Sequence
(0022,1028) | SQ | IOL Formula Code Sequence
(0022,1029) | LO | IOL Formula Detail
(0022,1033) | FL | Keratometer Index
(0022,1035) | SQ | Source of Ophthalmic Axial Length Code Sequence
(0022,1037) | FL | Target Refraction
(0022,1039) | CS | Refractive Procedure Occurred
(0022,1040) | SQ | Refractive Surgery Type Code Sequence
(0022,1044) | SQ | Ophthalmic Ultrasound Method Code Sequence
(0022,1050) | SQ | Ophthalmic Axial Length Measurements Sequence
(0022,1053) | FL | IOL Power
(0022,1054) | FL | Predicted Refractive Error
(0022,1059) | FL | Ophthalmic Axial Length Velocity
(0022,1065) | LO | Lens Status Description
(0022,1066) | LO | Vitreous Status Description
(0022,1090) | SQ | IOL Power Sequence
(0022,1092) | SQ | Lens Constant Sequence
(0022,1093) | LO | IOL Manufacturer
(0022,1094) | LO | Lens Constant Description | Retired
(0022,1095) | LO | Implant Name
(0022,1096) | SQ | Keratometry Measurement Type Code Sequence
(0022,1097) | LO | Implant Part Number
(0022,1100) | SQ | Referenced Ophthalmic Axial Measurements Sequence
(0022,1101) | SQ | Ophthalmic Axial Length Measurements Segment Name Code Sequence
(0022,1103) | SQ | Refractive Error Before Refractive Surgery Code Sequence
(0022,1121) | FL | IOL Power For Exact Emmetropia
(0022,1122) | FL | IOL Power For Exact Target Refraction
(0022,1125) | SQ | Anterior Chamber Depth Definition Code Sequence
(0022,1127) | SQ | Lens Thickness Sequence
(0022,1128) | SQ | Anterior Chamber Depth Sequence
(0022,1130) | FL | Lens Thickness
(0022,1131) | FL | Anterior Chamber Depth
(0022,1132) | SQ | Source of Lens Thickness Data Code Sequence
(0022,1133) | SQ | Source of Anterior Chamber Depth Data Code Sequence
(0022,1134) | SQ | Source of Refractive Measurements Sequence
(0022,1135) | SQ | Source of Refractive Measurements Code Sequence
(0022,1140) | CS | Ophthalmic Axial Length Measurement Modified
(0022,1150) | SQ | Ophthalmic Axial Length Data Source Code Sequence
(0022,1153) | SQ | Ophthalmic Axial Length Acquisition Method Code Sequence | Retired
(0022,1155) | FL | Signal to Noise Ratio
(0022,1159) | LO | Ophthalmic Axial Length Data Source Description
(0022,1210) | SQ | Ophthalmic Axial Length Measurements Total Length Sequence
(0022,1211) | SQ | Ophthalmic Axial Length Measurements Segmental Length Sequence
(0022,1212) | SQ | Ophthalmic Axial Length Measurements Length Summation Sequence
(0022,1220) | SQ | Ultrasound Ophthalmic Axial Length Measurements Sequence
(0022,1225) | SQ | Optical Ophthalmic Axial Length Measurements Sequence
(0022,1230) | SQ | Ultrasound Selected Ophthalmic Axial Length Sequence
(0022,1250) | SQ | Ophthalmic Axial Length Selection Method Code Sequence
(0022,1255) | SQ | Optical Selected Ophthalmic Axial Length Sequence
(0022,1257) | SQ | Selected Segmental Ophthalmic Axial Length Sequence
(0022,1260) | SQ | Selected Total Ophthalmic Axial Length Sequence
(0022,1262) | SQ | Ophthalmic Axial Length Quality Metric Sequence
(0022,1265) | SQ | Ophthalmic Axial Length Quality Metric Type Code Sequence | Retired
(0022,1273) | LO | Ophthalmic Axial Length Quality Metric Type Description | Retired
(0022,1300) | SQ | Intraocular Lens Calculations Right Eye Sequence
(0022,1310) | SQ | Intraocular Lens Calculations Left Eye Sequence
(0022,1330) | SQ | Referenced Ophthalmic Axial Length Measurement QC Image Sequence
(0022,1415) | CS | Ophthalmic Mapping Device Type
(0022,1420) | SQ | Acquisition Method Code Sequence
(0022,1423) | SQ | Acquisition Method Algorithm Sequence
(0022,1436) | SQ | Ophthalmic Thickness Map Type Code Sequence
(0022,1443) | SQ | Ophthalmic Thickness Mapping Normals Sequence
(0022,1445) | SQ | Retinal Thickness Definition Code Sequence
(0022,1450) | SQ | Pixel Value Mapping to Coded Concept Sequence
(0022,1452) | US or SS | Mapped Pixel Value
(0022,1454) | LO | Pixel Value Mapping Explanation
(0022,1458) | SQ | Ophthalmic Thickness Map Quality Threshold Sequence
(0022,1460) | FL | Ophthalmic Thickness Map Threshold Quality Rating
(0022,1463) | FL | Anatomic Structure Reference Point
(0022,1465) | SQ | Registration to Localizer Sequence
(0022,1466) | CS | Registered Localizer Units
(0022,1467) | FL | Registered Localizer Top Left Hand Corner
(0022,1468) | FL | Registered Localizer Bottom Right Hand Corner
(0022,1470) | SQ | Ophthalmic Thickness Map Quality Rating Sequence
(0022,1472) | SQ | Relevant OPT Attributes Sequence
(0022,1512) | SQ | Transformation Method Code Sequence
(0022,1513) | SQ | Transformation Algorithm Sequence
(0022,1515) | CS | Ophthalmic Axial Length Method
(0022,1517) | FL | Ophthalmic FOV
(0022,1518) | SQ | Two Dimensional to Three Dimensional Map Sequence
(0022,1525) | SQ | Wide Field Ophthalmic Photography Quality Rating Sequence
(0022,1526) | SQ | Wide Field Ophthalmic Photography Quality Threshold Sequence
(0022,1527) | FL | Wide Field Ophthalmic Photography Threshold Quality Rating
(0022,1528) | FL | X Coordinates Center Pixel View Angle
(0022,1529) | FL | Y Coordinates Center Pixel View Angle
(0022,1530) | UL | Number of Map Points
(0022,1531) | OF | Two Dimensional to Three Dimensional Map Data
(0024,0010) | FL | Visual Field Horizontal Extent
(0024,0011) | FL | Visual Field Vertical Extent
(0024,0012) | CS | Visual Field Shape
(0024,0016) | SQ | Screening Test Mode Code Sequence
(0024,0018) | FL | Maximum Stimulus Luminance
(0024,0020) | FL | Background Luminance
(0024,0021) | SQ | Stimulus Color Code Sequence
(0024,0024) | SQ | Background Illumination Color Code Sequence
(0024,0025) | FL | Stimulus Area
(0024,0028) | FL | Stimulus Presentation Time
(0024,0032) | SQ | Fixation Sequence
(0024,0033) | SQ | Fixation Monitoring Code Sequence
(0024,0034) | SQ | Visual Field Catch Trial Sequence
(0024,0035) | US | Fixation Checked Quantity
(0024,0036) | US | Patient Not Properly Fixated Quantity
(0024,0037) | CS | Presented Visual Stimuli Data Flag
(0024,0038) | US | Number of Visual Stimuli
(0024,0039) | CS | Excessive Fixation Losses Data Flag
(0024,0040) | CS | Excessive Fixation Losses
(0024,0042) | US | Stimuli Retesting Quantity
(0024,0044) | LT | Comments on Patient's Performance of Visual Field
(0024,0045) | CS | False Negatives Estimate Flag
(0024,0046) | FL | False Negatives Estimate
(0024,0048) | US | Negative Catch Trials Quantity
(0024,0050) | US | False Negatives Quantity
(0024,0051) | CS | Excessive False Negatives Data Flag
(0024,0052) | CS | Excessive False Negatives
(0024,0053) | CS | False Positives Estimate Flag
(0024,0054) | FL | False Positives Estimate
(0024,0055) | CS | Catch Trials Data Flag
(0024,0056) | US | Positive Catch Trials Quantity
(0024,0057) | CS | Test Point Normals Data Flag
(0024,0058) | SQ | Test Point Normals Sequence
(0024,0059) | CS | Global Deviation Probability Normals Flag
(0024,0060) | US | False Positives Quantity
(0024,0061) | CS | Excessive False Positives Data Flag
(0024,0062) | CS | Excessive False Positives
(0024,0063) | CS | Visual Field Test Normals Flag
(0024,0064) | SQ | Results Normals Sequence
(0024,0065) | SQ | Age Corrected Sensitivity Deviation Algorithm Sequence
(0024,0066) | FL | Global Deviation From Normal
(0024,0067) | SQ | Generalized Defect Sensitivity Deviation Algorithm Sequence
(0024,0068) | FL | Localized Deviation From Normal
(0024,0069) | LO | Patient Reliability Indicator
(0024,0070) | FL | Visual Field Mean Sensitivity
(0024,0071) | FL | Global Deviation Probability
(0024,0072) | CS | Local Deviation Probability Normals Flag
(0024,0073) | FL | Localized Deviation Probability
(0024,0074) | CS | Short Term Fluctuation Calculated
(0024,0075) | FL | Short Term Fluctuation
(0024,0076) | CS | Short Term Fluctuation Probability Calculated
(0024,0077) | FL | Short Term Fluctuation Probability
(0024,0078) | CS | Corrected Localized Deviation From Normal Calculated
(0024,0079) | FL | Corrected Localized Deviation From Normal
(0024,0080) | CS | Corrected Localized Deviation From Normal Probability Calculated
(0024,0081) | FL | Corrected Localized Deviation From Normal Probability
(0024,0083) | SQ | Global Deviation Probability Sequence
(0024,0085) | SQ | Localized Deviation Probability Sequence
(0024,0086) | CS | Foveal Sensitivity Measured
(0024,0087) | FL | Foveal Sensitivity
(0024,0088) | FL | Visual Field Test Duration
(0024,0089) | SQ | Visual Field Test Point Sequence
(0024,0090) | FL | Visual Field Test Point X-Coordinate
(0024,0091) | FL | Visual Field Test Point Y-Coordinate
(0024,0092) | FL | Age Corrected Sensitivity Deviation Value
(0024,0093) | CS | Stimulus Results
(0024,0094) | FL | Sensitivity Value
(0024,0095) | CS | Retest Stimulus Seen
(0024,0096) | FL | Retest Sensitivity Value
(0024,0097) | SQ | Visual Field Test Point Normals Sequence
(0024,0098) | FL | Quantified Defect
(0024,0100) | FL | Age Corrected Sensitivity Deviation Probability Value
(0024,0102) | CS | Generalized Defect Corrected Sensitivity Deviation Flag
(0024,0103) | FL | Generalized Defect Corrected Sensitivity Deviation Value
(0024,0104) | FL | Generalized Defect Corrected Sensitivity Deviation Probability Value
(0024,0105) | FL | Minimum Sensitivity Value
(0024,0106) | CS | Blind Spot Localized
(0024,0107) | FL | Blind Spot X-Coordinate
(0024,0108) | FL | Blind Spot Y-Coordinate
(0024,0110) | SQ | Visual Acuity Measurement Sequence
(0024,0112) | SQ | Refractive Parameters Used on Patient Sequence
(0024,0113) | CS | Measurement Laterality
(0024,0114) | SQ | Ophthalmic Patient Clinical Information Left Eye Sequence
(0024,0115) | SQ | Ophthalmic Patient Clinical Information Right Eye Sequence
(0024,0117) | CS | Foveal Point Normative Data Flag
(0024,0118) | FL | Foveal Point Probability Value
(0024,0120) | CS | Screening Baseline Measured
(0024,0122) | SQ | Screening Baseline Measured Sequence
(0024,0124) | CS | Screening Baseline Type
(0024,0126) | FL | Screening Baseline Value
(0024,0202) | LO | Algorithm Source
(0024,0306) | LO | Data Set Name
(0024,0307) | LO | Data Set Version
(0024,0308) | LO | Data Set Source
(0024,0309) | LO | Data Set Description
(0024,0317) | SQ | Visual Field Test Reliability Global Index Sequence
(0024,0320) | SQ | Visual Field Global Results Index Sequence
(0024,0325) | SQ | Data Observation Sequence
(0024,0338) | CS | Index Normals Flag
(0024,0341) | FL | Index Probability
(0024,0344) | SQ | Index Probability Sequence
(0028,0002) | US | Samples per Pixel
(0028,0003) | US | Samples per Pixel Used
(0028,0004) | CS | Photometric Interpretation
(0028,0005) | US | Image Dimensions | Retired
(0028,0006) | US | Planar Configuration
(0028,0008) | IS | Number of Frames
(0028,0009) | AT | Frame Increment Pointer
(0028,000A) | AT | Frame Dimension Pointer
(0028,0010) | US | Rows
(0028,0011) | US | Columns
(0028,0012) | US | Planes | Retired
(0028,0014) | US | Ultrasound Color Data Present
(0028,0020) |  |  | Retired
(0028,0030) | DS | Pixel Spacing
(0028,0031) | DS | Zoom Factor
(0028,0032) | DS | Zoom Center
(0028,0034) | IS | Pixel Aspect Ratio
(0028,0040) | CS | Image Format | Retired
(0028,0050) | LO | Manipulated Image | Retired
(0028,0051) | CS | Corrected Image
(0028,005F) | LO | Compression Recognition Code | Retired
(0028,0060) | CS | Compression Code | Retired
(0028,0061) | SH | Compression Originator | Retired
(0028,0062) | LO | Compression Label | Retired
(0028,0063) | SH | Compression Description | Retired
(0028,0065) | CS | Compression Sequence | Retired
(0028,0066) | AT | Compression Step Pointers | Retired
(0028,0068) | US | Repeat Interval | Retired
(0028,0069) | US | Bits Grouped | Retired
(0028,0070) | US | Perimeter Table | Retired
(0028,0071) | US or SS | Perimeter Value | Retired
(0028,0080) | US | Predictor Rows | Retired
(0028,0081) | US | Predictor Columns | Retired
(0028,0082) | US | Predictor Constants | Retired
(0028,0090) | CS | Blocked Pixels | Retired
(0028,0091) | US | Block Rows | Retired
(0028,0092) | US | Block Columns | Retired
(0028,0093) | US | Row Overlap | Retired
(0028,0094) | US | Column Overlap | Retired
(0028,0100) | US | Bits Allocated
(0028,0101) | US | Bits Stored
(0028,0102) | US | High Bit
(0028,0103) | US | Pixel Representation
(0028,0104) | US or SS | Smallest Valid Pixel Value | Retired
(0028,0105) | US or SS | Largest Valid Pixel Value | Retired
(0028,0106) | US or SS | Smallest Image Pixel Value
(0028,0107) | US or SS | Largest Image Pixel Value
(0028,0108) | US or SS | Smallest Pixel Value in Series
(0028,0109) | US or SS | Largest Pixel Value in Series
(0028,0110) | US or SS | Smallest Image Pixel Value in Plane | Retired
(0028,0111) | US or SS | Largest Image Pixel Value in Plane | Retired
(0028,0120) | US or SS | Pixel Padding Value
(0028,0121) | US or SS | Pixel Padding Range Limit
(0028,0122) | FL | Float Pixel Padding Value
(0028,0123) | FD | Double Float Pixel Padding Value
(0028,0124) | FL | Float Pixel Padding Range Limit
(0028,0125) | FD | Double Float Pixel Padding Range Limit
(0028,0200) | US | Image Location | Retired
(0028,0300) | CS | Quality Control Image
(0028,0301) | CS | Burned In Annotation
(0028,0302) | CS | Recognizable Visual Features
(0028,0303) | CS | Longitudinal Temporal Information Modified
(0028,0304) | UI | Referenced Color Palette Instance UID
(0028,0400) | LO | Transform Label | Retired
(0028,0401) | LO | Transform Version Number | Retired
(0028,0402) | US | Number of Transform Steps | Retired
(0028,0403) | LO | Sequence of Compressed Data | Retired
(0028,0404) | AT | Details of Coefficients | Retired
(0028,04x0) | US | Rows For Nth Order Coefficients | Retired
(0028,04x1) | US | Columns For Nth Order Coefficients | Retired
(0028,04x2) | LO | Coefficient Coding | Retired
(0028,04x3) | AT | Coefficient Coding Pointers | Retired
(0028,0700) | LO | DCT Label | Retired
(0028,0701) | CS | Data Block Description | Retired
(0028,0702) | AT | Data Block | Retired
(0028,0710) | US | Normalization Factor Format | Retired
(0028,0720) | US | Zonal Map Number Format | Retired
(0028,0721) | AT | Zonal Map Location | Retired
(0028,0722) | US | Zonal Map Format | Retired
(0028,0730) | US | Adaptive Map Format | Retired
(0028,0740) | US | Code Number Format | Retired
(0028,08x0) | CS | Code Label | Retired
(0028,08x2) | US | Number of Tables | Retired
(0028,08x3) | AT | Code Table Location | Retired
(0028,08x4) | US | Bits For Code Word | Retired
(0028,08x8) | AT | Image Data Location | Retired
(0028,0A02) | CS | Pixel Spacing Calibration Type
(0028,0A04) | LO | Pixel Spacing Calibration Description
(0028,1040) | CS | Pixel Intensity Relationship
(0028,1041) | SS | Pixel Intensity Relationship Sign
(0028,1050) | DS | Window Center
(0028,1051) | DS | Window Width
(0028,1052) | DS | Rescale Intercept
(0028,1053) | DS | Rescale Slope
(0028,1054) | LO | Rescale Type
(0028,1055) | LO | Window Center & Width Explanation
(0028,1056) | CS | VOI LUT Function
(0028,1080) | CS | Gray Scale | Retired
(0028,1090) | CS | Recommended Viewing Mode
(0028,1100) | US or SS | Gray Lookup Table Descriptor | Retired
(0028,1101) | US or SS | Red Palette Color Lookup Table Descriptor
(0028,1102) | US or SS | Green Palette Color Lookup Table Descriptor
(0028,1103) | US or SS | Blue Palette Color Lookup Table Descriptor
(0028,1104) | US | Alpha Palette Color Lookup Table Descriptor
(0028,1111) | US or SS | Large Red Palette Color Lookup Table Descriptor | Retired
(0028,1112) | US or SS | Large Green Palette Color Lookup Table Descriptor | Retired
(0028,1113) | US or SS | Large Blue Palette Color Lookup Table Descriptor | Retired
(0028,1199) | UI | Palette Color Lookup Table UID
(0028,1200) | US or SS or OW | Gray Lookup Table Data | Retired
(0028,1201) | OW | Red Palette Color Lookup Table Data
(0028,1202) | OW | Green Palette Color Lookup Table Data
(0028,1203) | OW | Blue Palette Color Lookup Table Data
(0028,1204) | OW | Alpha Palette Color Lookup Table Data
(0028,1211) | OW | Large Red Palette Color Lookup Table Data | Retired
(0028,1212) | OW | Large Green Palette Color Lookup Table Data | Retired
(0028,1213) | OW | Large Blue Palette Color Lookup Table Data | Retired
(0028,1214) | UI | Large Palette Color Lookup Table UID | Retired
(0028,1221) | OW | Segmented Red Palette Color Lookup Table Data
(0028,1222) | OW | Segmented Green Palette Color Lookup Table Data
(0028,1223) | OW | Segmented Blue Palette Color Lookup Table Data
(0028,1224) | OW | Segmented Alpha Palette Color Lookup Table Data
(0028,1300) | CS | Breast Implant Present
(0028,1350) | CS | Partial View
(0028,1351) | ST | Partial View Description
(0028,1352) | SQ | Partial View Code Sequence
(0028,135A) | CS | Spatial Locations Preserved
(0028,1401) | SQ | Data Frame Assignment Sequence
(0028,1402) | CS | Data Path Assignment
(0028,1403) | US | Bits Mapped to Color Lookup Table
(0028,1404) | SQ | Blending LUT 1 Sequence
(0028,1405) | CS | Blending LUT 1 Transfer Function
(0028,1406) | FD | Blending Weight Constant
(0028,1407) | US | Blending Lookup Table Descriptor
(0028,1408) | OW | Blending Lookup Table Data
(0028,140B) | SQ | Enhanced Palette Color Lookup Table Sequence
(0028,140C) | SQ | Blending LUT 2 Sequence
(0028,140D) | CS | Blending LUT 2 Transfer Function
(0028,140E) | CS | Data Path ID
(0028,140F) | CS | RGB LUT Transfer Function
(0028,1410) | CS | Alpha LUT Transfer Function
(0028,2000) | OB | ICC Profile
(0028,2002) | CS | Color Space
(0028,2110) | CS | Lossy Image Compression
(0028,2112) | DS | Lossy Image Compression Ratio
(0028,2114) | CS | Lossy Image Compression Method
(0028,3000) | SQ | Modality LUT Sequence
(0028,3002) | US or SS | LUT Descriptor
(0028,3003) | LO | LUT Explanation
(0028,3004) | LO | Modality LUT Type
(0028,3006) | US or OW | LUT Data
(0028,3010) | SQ | VOI LUT Sequence
(0028,3110) | SQ | Softcopy VOI LUT Sequence
(0028,4000) | LT | Image Presentation Comments | Retired
(0028,5000) | SQ | Bi-Plane Acquisition Sequence | Retired
(0028,6010) | US | Representative Frame Number
(0028,6020) | US | Frame Numbers of Interest (FOI)
(0028,6022) | LO | Frame of Interest Description
(0028,6023) | CS | Frame of Interest Type
(0028,6030) | US | Mask Pointer(s) | Retired
(0028,6040) | US | R Wave Pointer
(0028,6100) | SQ | Mask Subtraction Sequence
(0028,6101) | CS | Mask Operation
(0028,6102) | US | Applicable Frame Range
(0028,6110) | US | Mask Frame Numbers
(0028,6112) | US | Contrast Frame Averaging
(0028,6114) | FL | Mask Sub-pixel Shift
(0028,6120) | SS | TID Offset
(0028,6190) | ST | Mask Operation Explanation
(0028,7000) | SQ | Equipment Administrator Sequence
(0028,7001) | US | Number of Display Subsystems
(0028,7002) | US | Current Configuration ID
(0028,7003) | US | Display Subsystem ID
(0028,7004) | SH | Display Subsystem Name
(0028,7005) | LO | Display Subsystem Description
(0028,7006) | CS | System Status
(0028,7007) | LO | System Status Comment
(0028,7008) | SQ | Target Luminance Characteristics Sequence
(0028,7009) | US | Luminance Characteristics ID
(0028,700A) | SQ | Display Subsystem Configuration Sequence
(0028,700B) | US | Configuration ID
(0028,700C) | SH | Configuration Name
(0028,700D) | LO | Configuration Description
(0028,700E) | US | Referenced Target Luminance Characteristics ID
(0028,700F) | SQ | QA Results Sequence
(0028,7010) | SQ | Display Subsystem QA Results Sequence
(0028,7011) | SQ | Configuration QA Results Sequence
(0028,7012) | SQ | Measurement Equipment Sequence
(0028,7013) | CS | Measurement Functions
(0028,7014) | CS | Measurement Equipment Type
(0028,7015) | SQ | Visual Evaluation Result Sequence
(0028,7016) | SQ | Display Calibration Result Sequence
(0028,7017) | US | DDL Value
(0028,7018) | FL | CIExy White Point
(0028,7019) | CS | Display Function Type
(0028,701A) | FL | Gamma Value
(0028,701B) | US | Number of Luminance Points
(0028,701C) | SQ | Luminance Response Sequence
(0028,701D) | FL | Target Minimum Luminance
(0028,701E) | FL | Target Maximum Luminance
(0028,701F) | FL | Luminance Value
(0028,7020) | LO | Luminance Response Description
(0028,7021) | CS | White Point Flag
(0028,7022) | SQ | Display Device Type Code Sequence
(0028,7023) | SQ | Display Subsystem Sequence
(0028,7024) | SQ | Luminance Result Sequence
(0028,7025) | CS | Ambient Light Value Source
(0028,7026) | CS | Measured Characteristics
(0028,7027) | SQ | Luminance Uniformity Result Sequence
(0028,7028) | SQ | Visual Evaluation Test Sequence
(0028,7029) | CS | Test Result
(0028,702A) | LO | Test Result Comment
(0028,702B) | CS | Test Image Validation
(0028,702C) | SQ | Test Pattern Code Sequence
(0028,702D) | SQ | Measurement Pattern Code Sequence
(0028,702E) | SQ | Visual Evaluation Method Code Sequence
(0028,7FE0) | UR | Pixel Data Provider URL
(0028,9001) | UL | Data Point Rows
(0028,9002) | UL | Data Point Columns
(0028,9003) | CS | Signal Domain Columns
(0028,9099) | US | Largest Monochrome Pixel Value | Retired
(0028,9108) | CS | Data Representation
(0028,9110) | SQ | Pixel Measures Sequence
(0028,9132) | SQ | Frame VOI LUT Sequence
(0028,9145) | SQ | Pixel Value Transformation Sequence
(0028,9235) | CS | Signal Domain Rows
(0028,9411) | FL | Display Filter Percentage
(0028,9415) | SQ | Frame Pixel Shift Sequence
(0028,9416) | US | Subtraction Item ID
(0028,9422) | SQ | Pixel Intensity Relationship LUT Sequence
(0028,9443) | SQ | Frame Pixel Data Properties Sequence
(0028,9444) | CS | Geometrical Properties
(0028,9445) | FL | Geometric Maximum Distortion
(0028,9446) | CS | Image Processing Applied
(0028,9454) | CS | Mask Selection Mode
(0028,9474) | CS | LUT Function
(0028,9478) | FL | Mask Visibility Percentage
(0028,9501) | SQ | Pixel Shift Sequence
(0028,9502) | SQ | Region Pixel Shift Sequence
(0028,9503) | SS | Vertices of the Region
(0028,9505) | SQ | Multi-frame Presentation Sequence
(0028,9506) | US | Pixel Shift Frame Range
(0028,9507) | US | LUT Frame Range
(0028,9520) | DS | Image to Equipment Mapping Matrix
(0028,9537) | CS | Equipment Coordinate System Identification
(0032,000A) | CS | Study Status ID | Retired
(0032,000C) | CS | Study Priority ID | Retired
(0032,0012) | LO | Study ID Issuer | Retired
(0032,0032) | DA | Study Verified Date | Retired
(0032,0033) | TM | Study Verified Time | Retired
(0032,0034) | DA | Study Read Date | Retired
(0032,0035) | TM | Study Read Time | Retired
(0032,1000) | DA | Scheduled Study Start Date | Retired
(0032,1001) | TM | Scheduled Study Start Time | Retired
(0032,1010) | DA | Scheduled Study Stop Date | Retired
(0032,1011) | TM | Scheduled Study Stop Time | Retired
(0032,1020) | LO | Scheduled Study Location | Retired
(0032,1021) | AE | Scheduled Study Location AE Title | Retired
(0032,1030) | LO | Reason for Study | Retired
(0032,1031) | SQ | Requesting Physician Identification Sequence
(0032,1032) | PN | Requesting Physician
(0032,1033) | LO | Requesting Service
(0032,1034) | SQ | Requesting Service Code Sequence
(0032,1040) | DA | Study Arrival Date | Retired
(0032,1041) | TM | Study Arrival Time | Retired
(0032,1050) | DA | Study Completion Date | Retired
(0032,1051) | TM | Study Completion Time | Retired
(0032,1055) | CS | Study Component Status ID | Retired
(0032,1060) | LO | Requested Procedure Description
(0032,1064) | SQ | Requested Procedure Code Sequence
(0032,1070) | LO | Requested Contrast Agent
(0032,4000) | LT | Study Comments | Retired
(0038,0004) | SQ | Referenced Patient Alias Sequence
(0038,0008) | CS | Visit Status ID
(0038,0010) | LO | Admission ID
(0038,0011) | LO | Issuer of Admission ID | Retired
(0038,0014) | SQ | Issuer of Admission ID Sequence
(0038,0016) | LO | Route of Admissions
(0038,001A) | DA | Scheduled Admission Date | Retired
(0038,001B) | TM | Scheduled Admission Time | Retired
(0038,001C) | DA | Scheduled Discharge Date | Retired
(0038,001D) | TM | Scheduled Discharge Time | Retired
(0038,001E) | LO | Scheduled Patient Institution Residence | Retired
(0038,0020) | DA | Admitting Date
(0038,0021) | TM | Admitting Time
(0038,0030) | DA | Discharge Date | Retired
(0038,0032) | TM | Discharge Time | Retired
(0038,0040) | LO | Discharge Diagnosis Description | Retired
(0038,0044) | SQ | Discharge Diagnosis Code Sequence | Retired
(0038,0050) | LO | Special Needs
(0038,0060) | LO | Service Episode ID
(0038,0061) | LO | Issuer of Service Episode ID | Retired
(0038,0062) | LO | Service Episode Description
(0038,0064) | SQ | Issuer of Service Episode ID Sequence
(0038,0100) | SQ | Pertinent Documents Sequence
(0038,0101) | SQ | Pertinent Resources Sequence
(0038,0102) | LO | Resource Description
(0038,0300) | LO | Current Patient Location
(0038,0400) | LO | Patient's Institution Residence
(0038,0500) | LO | Patient State
(0038,0502) | SQ | Patient Clinical Trial Participation Sequence
(0038,4000) | LT | Visit Comments
(003A,0004) | CS | Waveform Originality
(003A,0005) | US | Number of Waveform Channels
(003A,0010) | UL | Number of Waveform Samples
(003A,001A) | DS | Sampling Frequency
(003A,0020) | SH | Multiplex Group Label
(003A,0200) | SQ | Channel Definition Sequence
(003A,0202) | IS | Waveform Channel Number
(003A,0203) | SH | Channel Label
(003A,0205) | CS | Channel Status
(003A,0208) | SQ | Channel Source Sequence
(003A,0209) | SQ | Channel Source Modifiers Sequence
(003A,020A) | SQ | Source Waveform Sequence
(003A,020C) | LO | Channel Derivation Description
(003A,0210) | DS | Channel Sensitivity
(003A,0211) | SQ | Channel Sensitivity Units Sequence
(003A,0212) | DS | Channel Sensitivity Correction Factor
(003A,0213) | DS | Channel Baseline
(003A,0214) | DS | Channel Time Skew
(003A,0215) | DS | Channel Sample Skew
(003A,0218) | DS | Channel Offset
(003A,021A) | US | Waveform Bits Stored
(003A,0220) | DS | Filter Low Frequency
(003A,0221) | DS | Filter High Frequency
(003A,0222) | DS | Notch Filter Frequency
(003A,0223) | DS | Notch Filter Bandwidth
(003A,0230) | FL | Waveform Data Display Scale
(003A,0231) | US | Waveform Display Background CIELab Value
(003A,0240) | SQ | Waveform Presentation Group Sequence
(003A,0241) | US | Presentation Group Number
(003A,0242) | SQ | Channel Display Sequence
(003A,0244) | US | Channel Recommended Display CIELab Value
(003A,0245) | FL | Channel Position
(003A,0246) | CS | Display Shading Flag
(003A,0247) | FL | Fractional Channel Display Scale
(003A,0248) | FL | Absolute Channel Display Scale
(003A,0300) | SQ | Multiplexed Audio Channels Description Code Sequence
(003A,0301) | IS | Channel Identification Code
(003A,0302) | CS | Channel Mode
(0040,0001) | AE | Scheduled Station AE Title
(0040,0002) | DA | Scheduled Procedure Step Start Date
(0040,0003) | TM | Scheduled Procedure Step Start Time
(0040,0004) | DA | Scheduled Procedure Step End Date
(0040,0005) | TM | Scheduled Procedure Step End Time
(0040,0006) | PN | Scheduled Performing Physician's Name
(0040,0007) | LO | Scheduled Procedure Step Description
(0040,0008) | SQ | Scheduled Protocol Code Sequence
(0040,0009) | SH | Scheduled Procedure Step ID
(0040,000A) | SQ | Stage Code Sequence
(0040,000B) | SQ | Scheduled Performing Physician Identification Sequence
(0040,0010) | SH | Scheduled Station Name
(0040,0011) | SH | Scheduled Procedure Step Location
(0040,0012) | LO | Pre-Medication
(0040,0020) | CS | Scheduled Procedure Step Status
(0040,0026) | SQ | Order Placer Identifier Sequence
(0040,0027) | SQ | Order Filler Identifier Sequence
(0040,0031) | UT | Local Namespace Entity ID
(0040,0032) | UT | Universal Entity ID
(0040,0033) | CS | Universal Entity ID Type
(0040,0035) | CS | Identifier Type Code
(0040,0036) | SQ | Assigning Facility Sequence
(0040,0039) | SQ | Assigning Jurisdiction Code Sequence
(0040,003A) | SQ | Assigning Agency or Department Code Sequence
(0040,0100) | SQ | Scheduled Procedure Step Sequence
(0040,0220) | SQ | Referenced Non-Image Composite SOP Instance Sequence
(0040,0241) | AE | Performed Station AE Title
(0040,0242) | SH | Performed Station Name
(0040,0243) | SH | Performed Location
(0040,0244) | DA | Performed Procedure Step Start Date
(0040,0245) | TM | Performed Procedure Step Start Time
(0040,0250) | DA | Performed Procedure Step End Date
(0040,0251) | TM | Performed Procedure Step End Time
(0040,0252) | CS | Performed Procedure Step Status
(0040,0253) | SH | Performed Procedure Step ID
(0040,0254) | LO | Performed Procedure Step Description
(0040,0255) | LO | Performed Procedure Type Description
(0040,0260) | SQ | Performed Protocol Code Sequence
(0040,0261) | CS | Performed Protocol Type
(0040,0270) | SQ | Scheduled Step Attributes Sequence
(0040,0275) | SQ | Request Attributes Sequence
(0040,0280) | ST | Comments on the Performed Procedure Step
(0040,0281) | SQ | Performed Procedure Step Discontinuation Reason Code Sequence
(0040,0293) | SQ | Quantity Sequence
(0040,0294) | DS | Quantity
(0040,0295) | SQ | Measuring Units Sequence
(0040,0296) | SQ | Billing Item Sequence
(0040,0300) | US | Total Time of Fluoroscopy
(0040,0301) | US | Total Number of Exposures
(0040,0302) | US | Entrance Dose
(0040,0303) | US | Exposed Area
(0040,0306) | DS | Distance Source to Entrance
(0040,0307) | DS | Distance Source to Support | Retired
(0040,030E) | SQ | Exposure Dose Sequence
(0040,0310) | ST | Comments on Radiation Dose
(0040,0312) | DS | X-Ray Output
(0040,0314) | DS | Half Value Layer
(0040,0316) | DS | Organ Dose
(0040,0318) | CS | Organ Exposed
(0040,0320) | SQ | Billing Procedure Step Sequence
(0040,0321) | SQ | Film Consumption Sequence
(0040,0324) | SQ | Billing Supplies and Devices Sequence
(0040,0330) | SQ | Referenced Procedure Step Sequence | Retired
(0040,0340) | SQ | Performed Series Sequence
(0040,0400) | LT | Comments on the Scheduled Procedure Step
(0040,0440) | SQ | Protocol Context Sequence
(0040,0441) | SQ | Content Item Modifier Sequence
(0040,0500) | SQ | Scheduled Specimen Sequence
(0040,050A) | LO | Specimen Accession Number | Retired
(0040,0512) | LO | Container Identifier
(0040,0513) | SQ | Issuer of the Container Identifier Sequence
(0040,0515) | SQ | Alternate Container Identifier Sequence
(0040,0518) | SQ | Container Type Code Sequence
(0040,051A) | LO | Container Description
(0040,0520) | SQ | Container Component Sequence
(0040,0550) | SQ | Specimen Sequence | Retired
(0040,0551) | LO | Specimen Identifier
(0040,0552) | SQ | Specimen Description Sequence (Trial) | Retired
(0040,0553) | ST | Specimen Description (Trial) | Retired
(0040,0554) | UI | Specimen UID
(0040,0555) | SQ | Acquisition Context Sequence
(0040,0556) | ST | Acquisition Context Description
(0040,059A) | SQ | Specimen Type Code Sequence
(0040,0560) | SQ | Specimen Description Sequence
(0040,0562) | SQ | Issuer of the Specimen Identifier Sequence
(0040,0600) | LO | Specimen Short Description
(0040,0602) | UT | Specimen Detailed Description
(0040,0610) | SQ | Specimen Preparation Sequence
(0040,0612) | SQ | Specimen Preparation Step Content Item Sequence
(0040,0620) | SQ | Specimen Localization Content Item Sequence
(0040,06FA) | LO | Slide Identifier | Retired
(0040,071A) | SQ | Image Center Point Coordinates Sequence
(0040,072A) | DS | X Offset in Slide Coordinate System
(0040,073A) | DS | Y Offset in Slide Coordinate System
(0040,074A) | DS | Z Offset in Slide Coordinate System
(0040,08D8) | SQ | Pixel Spacing Sequence | Retired
(0040,08DA) | SQ | Coordinate System Axis Code Sequence | Retired
(0040,08EA) | SQ | Measurement Units Code Sequence
(0040,09F8) | SQ | Vital Stain Code Sequence (Trial) | Retired
(0040,1001) | SH | Requested Procedure ID
(0040,1002) | LO | Reason for the Requested Procedure
(0040,1003) | SH | Requested Procedure Priority
(0040,1004) | LO | Patient Transport Arrangements
(0040,1005) | LO | Requested Procedure Location
(0040,1006) | SH | Placer Order Number / Procedure | Retired
(0040,1007) | SH | Filler Order Number / Procedure | Retired
(0040,1008) | LO | Confidentiality Code
(0040,1009) | SH | Reporting Priority
(0040,100A) | SQ | Reason for Requested Procedure Code Sequence
(0040,1010) | PN | Names of Intended Recipients of Results
(0040,1011) | SQ | Intended Recipients of Results Identification Sequence
(0040,1012) | SQ | Reason For Performed Procedure Code Sequence
(0040,1060) | LO | Requested Procedure Description (Trial) | Retired
(0040,1101) | SQ | Person Identification Code Sequence
(0040,1102) | ST | Person's Address
(0040,1103) | LO | Person's Telephone Numbers
(0040,1104) | LT | Person's Telecom Information
(0040,1400) | LT | Requested Procedure Comments
(0040,2001) | LO | Reason for the Imaging Service Request | Retired
(0040,2004) | DA | Issue Date of Imaging Service Request
(0040,2005) | TM | Issue Time of Imaging Service Request
(0040,2006) | SH | Placer Order Number / Imaging Service Request (Retired) | Retired
(0040,2007) | SH | Filler Order Number / Imaging Service Request (Retired) | Retired
(0040,2008) | PN | Order Entered By
(0040,2009) | SH | Order Enterer's Location
(0040,2010) | SH | Order Callback Phone Number
(0040,2011) | LT | Order Callback Telecom Information
(0040,2016) | LO | Placer Order Number / Imaging Service Request
(0040,2017) | LO | Filler Order Number / Imaging Service Request
(0040,2400) | LT | Imaging Service Request Comments
(0040,3001) | LO | Confidentiality Constraint on Patient Data Description
(0040,4001) | CS | General Purpose Scheduled Procedure Step Status | Retired
(0040,4002) | CS | General Purpose Performed Procedure Step Status | Retired
(0040,4003) | CS | General Purpose Scheduled Procedure Step Priority | Retired
(0040,4004) | SQ | Scheduled Processing Applications Code Sequence | Retired
(0040,4005) | DT | Scheduled Procedure Step Start DateTime
(0040,4006) | CS | Multiple Copies Flag | Retired
(0040,4007) | SQ | Performed Processing Applications Code Sequence
(0040,4009) | SQ | Human Performer Code Sequence
(0040,4010) | DT | Scheduled Procedure Step Modification DateTime
(0040,4011) | DT | Expected Completion DateTime
(0040,4015) | SQ | Resulting General Purpose Performed Procedure Steps Sequence | Retired
(0040,4016) | SQ | Referenced General Purpose Scheduled Procedure Step Sequence | Retired
(0040,4018) | SQ | Scheduled Workitem Code Sequence
(0040,4019) | SQ | Performed Workitem Code Sequence
(0040,4020) | CS | Input Availability Flag
(0040,4021) | SQ | Input Information Sequence
(0040,4022) | SQ | Relevant Information Sequence | Retired
(0040,4023) | UI | Referenced General Purpose Scheduled Procedure Step Transaction UID | Retired
(0040,4025) | SQ | Scheduled Station Name Code Sequence
(0040,4026) | SQ | Scheduled Station Class Code Sequence
(0040,4027) | SQ | Scheduled Station Geographic Location Code Sequence
(0040,4028) | SQ | Performed Station Name Code Sequence
(0040,4029) | SQ | Performed Station Class Code Sequence
(0040,4030) | SQ | Performed Station Geographic Location Code Sequence
(0040,4031) | SQ | Requested Subsequent Workitem Code Sequence | Retired
(0040,4032) | SQ | Non-DICOM Output Code Sequence | Retired
(0040,4033) | SQ | Output Information Sequence
(0040,4034) | SQ | Scheduled Human Performers Sequence
(0040,4035) | SQ | Actual Human Performers Sequence
(0040,4036) | LO | Human Performer's Organization
(0040,4037) | PN | Human Performer's Name
(0040,4040) | CS | Raw Data Handling
(0040,4041) | CS | Input Readiness State
(0040,4050) | DT | Performed Procedure Step Start DateTime
(0040,4051) | DT | Performed Procedure Step End DateTime
(0040,4052) | DT | Procedure Step Cancellation DateTime
(0040,4070) | SQ | Output Destination Sequence
(0040,4071) | SQ | DICOM Storage Sequence
(0040,4072) | SQ | STOW-RS Storage Sequence
(0040,4073) | UR | Storage URL
(0040,4074) | SQ | XDS Storage Sequence
(0040,8302) | DS | Entrance Dose in mGy
(0040,9092) | SQ | Parametric Map Frame Type Sequence
(0040,9094) | SQ | Referenced Image Real World Value Mapping Sequence
(0040,9096) | SQ | Real World Value Mapping Sequence
(0040,9098) | SQ | Pixel Value Mapping Code Sequence
(0040,9210) | SH | LUT Label
(0040,9211) | US or SS | Real World Value Last Value Mapped
(0040,9212) | FD | Real World Value LUT Data
(0040,9213) | FD | Double Float Real World Value Last Value Mapped
(0040,9214) | FD | Double Float Real World Value First Value Mapped
(0040,9216) | US or SS | Real World Value First Value Mapped
(0040,9220) | SQ | Quantity Definition Sequence
(0040,9224) | FD | Real World Value Intercept
(0040,9225) | FD | Real World Value Slope
(0040,A007) | CS | Findings Flag (Trial) | Retired
(0040,A010) | CS | Relationship Type
(0040,A020) | SQ | Findings Sequence (Trial) | Retired
(0040,A021) | UI | Findings Group UID (Trial) | Retired
(0040,A022) | UI | Referenced Findings Group UID (Trial) | Retired
(0040,A023) | DA | Findings Group Recording Date (Trial) | Retired
(0040,A024) | TM | Findings Group Recording Time (Trial) | Retired
(0040,A026) | SQ | Findings Source Category Code Sequence (Trial) | Retired
(0040,A027) | LO | Verifying Organization
(0040,A028) | SQ | Documenting Organization Identifier Code Sequence (Trial) | Retired
(0040,A030) | DT | Verification DateTime
(0040,A032) | DT | Observation DateTime
(0040,A040) | CS | Value Type
(0040,A043) | SQ | Concept Name Code Sequence
(0040,A047) | LO | Measurement Precision Description (Trial) | Retired
(0040,A050) | CS | Continuity Of Content
(0040,A057) | CS | Urgency or Priority Alerts (Trial) | Retired
(0040,A060) | LO | Sequencing Indicator (Trial) | Retired
(0040,A066) | SQ | Document Identifier Code Sequence (Trial) | Retired
(0040,A067) | PN | Document Author (Trial) | Retired
(0040,A068) | SQ | Document Author Identifier Code Sequence (Trial) | Retired
(0040,A070) | SQ | Identifier Code Sequence (Trial) | Retired
(0040,A073) | SQ | Verifying Observer Sequence
(0040,A074) | OB | Object Binary Identifier (Trial) | Retired
(0040,A075) | PN | Verifying Observer Name
(0040,A076) | SQ | Documenting Observer Identifier Code Sequence (Trial) | Retired
(0040,A078) | SQ | Author Observer Sequence
(0040,A07A) | SQ | Participant Sequence
(0040,A07C) | SQ | Custodial Organization Sequence
(0040,A080) | CS | Participation Type
(0040,A082) | DT | Participation DateTime
(0040,A084) | CS | Observer Type
(0040,A085) | SQ | Procedure Identifier Code Sequence (Trial) | Retired
(0040,A088) | SQ | Verifying Observer Identification Code Sequence
(0040,A089) | OB | Object Directory Binary Identifier (Trial) | Retired
(0040,A090) | SQ | Equivalent CDA Document Sequence | Retired
(0040,A0B0) | US | Referenced Waveform Channels
(0040,A110) | DA | Date of Document or Verbal Transaction (Trial) | Retired
(0040,A112) | TM | Time of Document Creation or Verbal Transaction (Trial) | Retired
(0040,A120) | DT | DateTime
(0040,A121) | DA | Date
(0040,A122) | TM | Time
(0040,A123) | PN | Person Name
(0040,A124) | UI | UID
(0040,A125) | CS | Report Status ID (Trial) | Retired
(0040,A130) | CS | Temporal Range Type
(0040,A132) | UL | Referenced Sample Positions
(0040,A136) | US | Referenced Frame Numbers
(0040,A138) | DS | Referenced Time Offsets
(0040,A13A) | DT | Referenced DateTime
(0040,A160) | UT | Text Value
(0040,A161) | FD | Floating Point Value
(0040,A162) | SL | Rational Numerator Value
(0040,A163) | UL | Rational Denominator Value
(0040,A167) | SQ | Observation Category Code Sequence (Trial) | Retired
(0040,A168) | SQ | Concept Code Sequence
(0040,A16A) | ST | Bibliographic Citation (Trial) | Retired
(0040,A170) | SQ | Purpose of Reference Code Sequence
(0040,A171) | UI | Observation UID
(0040,A172) | UI | Referenced Observation UID (Trial) | Retired
(0040,A173) | CS | Referenced Observation Class (Trial) | Retired
(0040,A174) | CS | Referenced Object Observation Class (Trial) | Retired
(0040,A180) | US | Annotation Group Number
(0040,A192) | DA | Observation Date (Trial) | Retired
(0040,A193) | TM | Observation Time (Trial) | Retired
(0040,A194) | CS | Measurement Automation (Trial) | Retired
(0040,A195) | SQ | Modifier Code Sequence
(0040,A224) | ST | Identification Description (Trial) | Retired
(0040,A290) | CS | Coordinates Set Geometric Type (Trial) | Retired
(0040,A296) | SQ | Algorithm Code Sequence (Trial) | Retired
(0040,A297) | ST | Algorithm Description (Trial) | Retired
(0040,A29A) | SL | Pixel Coordinates Set (Trial) | Retired
(0040,A300) | SQ | Measured Value Sequence
(0040,A301) | SQ | Numeric Value Qualifier Code Sequence
(0040,A307) | PN | Current Observer (Trial) | Retired
(0040,A30A) | DS | Numeric Value
(0040,A313) | SQ | Referenced Accession Sequence (Trial) | Retired
(0040,A33A) | ST | Report Status Comment (Trial) | Retired
(0040,A340) | SQ | Procedure Context Sequence (Trial) | Retired
(0040,A352) | PN | Verbal Source (Trial) | Retired
(0040,A353) | ST | Address (Trial) | Retired
(0040,A354) | LO | Telephone Number (Trial) | Retired
(0040,A358) | SQ | Verbal Source Identifier Code Sequence (Trial) | Retired
(0040,A360) | SQ | Predecessor Documents Sequence
(0040,A370) | SQ | Referenced Request Sequence
(0040,A372) | SQ | Performed Procedure Code Sequence
(0040,A375) | SQ | Current Requested Procedure Evidence Sequence
(0040,A380) | SQ | Report Detail Sequence (Trial) | Retired
(0040,A385) | SQ | Pertinent Other Evidence Sequence
(0040,A390) | SQ | HL7 Structured Document Reference Sequence
(0040,A402) | UI | Observation Subject UID (Trial) | Retired
(0040,A403) | CS | Observation Subject Class (Trial) | Retired
(0040,A404) | SQ | Observation Subject Type Code Sequence (Trial) | Retired
(0040,A491) | CS | Completion Flag
(0040,A492) | LO | Completion Flag Description
(0040,A493) | CS | Verification Flag
(0040,A494) | CS | Archive Requested
(0040,A496) | CS | Preliminary Flag
(0040,A504) | SQ | Content Template Sequence
(0040,A525) | SQ | Identical Documents Sequence
(0040,A600) | CS | Observation Subject Context Flag (Trial) | Retired
(0040,A601) | CS | Observer Context Flag (Trial) | Retired
(0040,A603) | CS | Procedure Context Flag (Trial) | Retired
(0040,A730) | SQ | Content Sequence
(0040,A731) | SQ | Relationship Sequence (Trial) | Retired
(0040,A732) | SQ | Relationship Type Code Sequence (Trial) | Retired
(0040,A744) | SQ | Language Code Sequence (Trial) | Retired
(0040,A992) | ST | Uniform Resource Locator (Trial) | Retired
(0040,B020) | SQ | Waveform Annotation Sequence
(0040,DB00) | CS | Template Identifier
(0040,DB06) | DT | Template Version | Retired
(0040,DB07) | DT | Template Local Version | Retired
(0040,DB0B) | CS | Template Extension Flag | Retired
(0040,DB0C) | UI | Template Extension Organization UID | Retired
(0040,DB0D) | UI | Template Extension Creator UID | Retired
(0040,DB73) | UL | Referenced Content Item Identifier
(0040,E001) | ST | HL7 Instance Identifier
(0040,E004) | DT | HL7 Document Effective Time
(0040,E006) | SQ | HL7 Document Type Code Sequence
(0040,E008) | SQ | Document Class Code Sequence
(0040,E010) | UR | Retrieve URI
(0040,E011) | UI | Retrieve Location UID
(0040,E020) | CS | Type of Instances
(0040,E021) | SQ | DICOM Retrieval Sequence
(0040,E022) | SQ | DICOM Media Retrieval Sequence
(0040,E023) | SQ | WADO Retrieval Sequence
(0040,E024) | SQ | XDS Retrieval Sequence
(0040,E025) | SQ | WADO-RS Retrieval Sequence
(0040,E030) | UI | Repository Unique ID
(0040,E031) | UI | Home Community ID
(0042,0010) | ST | Document Title
(0042,0011) | OB | Encapsulated Document
(0042,0012) | LO | MIME Type of Encapsulated Document
(0042,0013) | SQ | Source Instance Sequence
(0042,0014) | LO | List of MIME Types
(0044,0001) | ST | Product Package Identifier
(0044,0002) | CS | Substance Administration Approval
(0044,0003) | LT | Approval Status Further Description
(0044,0004) | DT | Approval Status DateTime
(0044,0007) | SQ | Product Type Code Sequence
(0044,0008) | LO | Product Name
(0044,0009) | LT | Product Description
(0044,000A) | LO | Product Lot Identifier
(0044,000B) | DT | Product Expiration DateTime
(0044,0010) | DT | Substance Administration DateTime
(0044,0011) | LO | Substance Administration Notes
(0044,0012) | LO | Substance Administration Device ID
(0044,0013) | SQ | Product Parameter Sequence
(0044,0019) | SQ | Substance Administration Parameter Sequence
(0046,0012) | LO | Lens Description
(0046,0014) | SQ | Right Lens Sequence
(0046,0015) | SQ | Left Lens Sequence
(0046,0016) | SQ | Unspecified Laterality Lens Sequence
(0046,0018) | SQ | Cylinder Sequence
(0046,0028) | SQ | Prism Sequence
(0046,0030) | FD | Horizontal Prism Power
(0046,0032) | CS | Horizontal Prism Base
(0046,0034) | FD | Vertical Prism Power
(0046,0036) | CS | Vertical Prism Base
(0046,0038) | CS | Lens Segment Type
(0046,0040) | FD | Optical Transmittance
(0046,0042) | FD | Channel Width
(0046,0044) | FD | Pupil Size
(0046,0046) | FD | Corneal Size
(0046,0050) | SQ | Autorefraction Right Eye Sequence
(0046,0052) | SQ | Autorefraction Left Eye Sequence
(0046,0060) | FD | Distance Pupillary Distance
(0046,0062) | FD | Near Pupillary Distance
(0046,0063) | FD | Intermediate Pupillary Distance
(0046,0064) | FD | Other Pupillary Distance
(0046,0070) | SQ | Keratometry Right Eye Sequence
(0046,0071) | SQ | Keratometry Left Eye Sequence
(0046,0074) | SQ | Steep Keratometric Axis Sequence
(0046,0075) | FD | Radius of Curvature
(0046,0076) | FD | Keratometric Power
(0046,0077) | FD | Keratometric Axis
(0046,0080) | SQ | Flat Keratometric Axis Sequence
(0046,0092) | CS | Background Color
(0046,0094) | CS | Optotype
(0046,0095) | CS | Optotype Presentation
(0046,0097) | SQ | Subjective Refraction Right Eye Sequence
(0046,0098) | SQ | Subjective Refraction Left Eye Sequence
(0046,0100) | SQ | Add Near Sequence
(0046,0101) | SQ | Add Intermediate Sequence
(0046,0102) | SQ | Add Other Sequence
(0046,0104) | FD | Add Power
(0046,0106) | FD | Viewing Distance
(0046,0121) | SQ | Visual Acuity Type Code Sequence
(0046,0122) | SQ | Visual Acuity Right Eye Sequence
(0046,0123) | SQ | Visual Acuity Left Eye Sequence
(0046,0124) | SQ | Visual Acuity Both Eyes Open Sequence
(0046,0125) | CS | Viewing Distance Type
(0046,0135) | SS | Visual Acuity Modifiers
(0046,0137) | FD | Decimal Visual Acuity
(0046,0139) | LO | Optotype Detailed Definition
(0046,0145) | SQ | Referenced Refractive Measurements Sequence
(0046,0146) | FD | Sphere Power
(0046,0147) | FD | Cylinder Power
(0046,0201) | CS | Corneal Topography Surface
(0046,0202) | FL | Corneal Vertex Location
(0046,0203) | FL | Pupil Centroid X-Coordinate
(0046,0204) | FL | Pupil Centroid Y-Coordinate
(0046,0205) | FL | Equivalent Pupil Radius
(0046,0207) | SQ | Corneal Topography Map Type Code Sequence
(0046,0208) | IS | Vertices of the Outline of Pupil
(0046,0210) | SQ | Corneal Topography Mapping Normals Sequence
(0046,0211) | SQ | Maximum Corneal Curvature Sequence
(0046,0212) | FL | Maximum Corneal Curvature
(0046,0213) | FL | Maximum Corneal Curvature Location
(0046,0215) | SQ | Minimum Keratometric Sequence
(0046,0218) | SQ | Simulated Keratometric Cylinder Sequence
(0046,0220) | FL | Average Corneal Power
(0046,0224) | FL | Corneal I-S Value
(0046,0227) | FL | Analyzed Area
(0046,0230) | FL | Surface Regularity Index
(0046,0232) | FL | Surface Asymmetry Index
(0046,0234) | FL | Corneal Eccentricity Index
(0046,0236) | FL | Keratoconus Prediction Index
(0046,0238) | FL | Decimal Potential Visual Acuity
(0046,0242) | CS | Corneal Topography Map Quality Evaluation
(0046,0244) | SQ | Source Image Corneal Processed Data Sequence
(0046,0247) | FL | Corneal Point Location
(0046,0248) | CS | Corneal Point Estimated
(0046,0249) | FL | Axial Power
(0046,0250) | FL | Tangential Power
(0046,0251) | FL | Refractive Power
(0046,0252) | FL | Relative Elevation
(0046,0253) | FL | Corneal Wavefront
(0048,0001) | FL | Imaged Volume Width
(0048,0002) | FL | Imaged Volume Height
(0048,0003) | FL | Imaged Volume Depth
(0048,0006) | UL | Total Pixel Matrix Columns
(0048,0007) | UL | Total Pixel Matrix Rows
(0048,0008) | SQ | Total Pixel Matrix Origin Sequence
(0048,0010) | CS | Specimen Label in Image
(0048,0011) | CS | Focus Method
(0048,0012) | CS | Extended Depth of Field
(0048,0013) | US | Number of Focal Planes
(0048,0014) | FL | Distance Between Focal Planes
(0048,0015) | US | Recommended Absent Pixel CIELab Value
(0048,0100) | SQ | Illuminator Type Code Sequence
(0048,0102) | DS | Image Orientation (Slide)
(0048,0105) | SQ | Optical Path Sequence
(0048,0106) | SH | Optical Path Identifier
(0048,0107) | ST | Optical Path Description
(0048,0108) | SQ | Illumination Color Code Sequence
(0048,0110) | SQ | Specimen Reference Sequence
(0048,0111) | DS | Condenser Lens Power
(0048,0112) | DS | Objective Lens Power
(0048,0113) | DS | Objective Lens Numerical Aperture
(0048,0120) | SQ | Palette Color Lookup Table Sequence
(0048,0200) | SQ | Referenced Image Navigation Sequence
(0048,0201) | US | Top Left Hand Corner of Localizer Area
(0048,0202) | US | Bottom Right Hand Corner of Localizer Area
(0048,0207) | SQ | Optical Path Identification Sequence
(0048,021A) | SQ | Plane Position (Slide) Sequence
(0048,021E) | SL | Column Position In Total Image Pixel Matrix
(0048,021F) | SL | Row Position In Total Image Pixel Matrix
(0048,0301) | CS | Pixel Origin Interpretation
(0050,0004) | CS | Calibration Image
(0050,0010) | SQ | Device Sequence
(0050,0012) | SQ | Container Component Type Code Sequence
(0050,0013) | FD | Container Component Thickness
(0050,0014) | DS | Device Length
(0050,0015) | FD | Container Component Width
(0050,0016) | DS | Device Diameter
(0050,0017) | CS | Device Diameter Units
(0050,0018) | DS | Device Volume
(0050,0019) | DS | Inter-Marker Distance
(0050,001A) | CS | Container Component Material
(0050,001B) | LO | Container Component ID
(0050,001C) | FD | Container Component Length
(0050,001D) | FD | Container Component Diameter
(0050,001E) | LO | Container Component Description
(0050,0020) | LO | Device Description
(0052,0001) | FL | Contrast/Bolus Ingredient Percent by Volume
(0052,0002) | FD | OCT Focal Distance
(0052,0003) | FD | Beam Spot Size
(0052,0004) | FD | Effective Refractive Index
(0052,0006) | CS | OCT Acquisition Domain
(0052,0007) | FD | OCT Optical Center Wavelength
(0052,0008) | FD | Axial Resolution
(0052,0009) | FD | Ranging Depth
(0052,0011) | FD | A-line Rate
(0052,0012) | US | A-lines Per Frame
(0052,0013) | FD | Catheter Rotational Rate
(0052,0014) | FD | A-line Pixel Spacing
(0052,0016) | SQ | Mode of Percutaneous Access Sequence
(0052,0025) | SQ | Intravascular OCT Frame Type Sequence
(0052,0026) | CS | OCT Z Offset Applied
(0052,0027) | SQ | Intravascular Frame Content Sequence
(0052,0028) | FD | Intravascular Longitudinal Distance
(0052,0029) | SQ | Intravascular OCT Frame Content Sequence
(0052,0030) | SS | OCT Z Offset Correction
(0052,0031) | CS | Catheter Direction of Rotation
(0052,0033) | FD | Seam Line Location
(0052,0034) | FD | First A-line Location
(0052,0036) | US | Seam Line Index
(0052,0038) | US | Number of Padded A-lines
(0052,0039) | CS | Interpolation Type
(0052,003A) | CS | Refractive Index Applied
(0054,0010) | US | Energy Window Vector
(0054,0011) | US | Number of Energy Windows
(0054,0012) | SQ | Energy Window Information Sequence
(0054,0013) | SQ | Energy Window Range Sequence
(0054,0014) | DS | Energy Window Lower Limit
(0054,0015) | DS | Energy Window Upper Limit
(0054,0016) | SQ | Radiopharmaceutical Information Sequence
(0054,0017) | IS | Residual Syringe Counts
(0054,0018) | SH | Energy Window Name
(0054,0020) | US | Detector Vector
(0054,0021) | US | Number of Detectors
(0054,0022) | SQ | Detector Information Sequence
(0054,0030) | US | Phase Vector
(0054,0031) | US | Number of Phases
(0054,0032) | SQ | Phase Information Sequence
(0054,0033) | US | Number of Frames in Phase
(0054,0036) | IS | Phase Delay
(0054,0038) | IS | Pause Between Frames
(0054,0039) | CS | Phase Description
(0054,0050) | US | Rotation Vector
(0054,0051) | US | Number of Rotations
(0054,0052) | SQ | Rotation Information Sequence
(0054,0053) | US | Number of Frames in Rotation
(0054,0060) | US | R-R Interval Vector
(0054,0061) | US | Number of R-R Intervals
(0054,0062) | SQ | Gated Information Sequence
(0054,0063) | SQ | Data Information Sequence
(0054,0070) | US | Time Slot Vector
(0054,0071) | US | Number of Time Slots
(0054,0072) | SQ | Time Slot Information Sequence
(0054,0073) | DS | Time Slot Time
(0054,0080) | US | Slice Vector
(0054,0081) | US | Number of Slices
(0054,0090) | US | Angular View Vector
(0054,0100) | US | Time Slice Vector
(0054,0101) | US | Number of Time Slices
(0054,0200) | DS | Start Angle
(0054,0202) | CS | Type of Detector Motion
(0054,0210) | IS | Trigger Vector
(0054,0211) | US | Number of Triggers in Phase
(0054,0220) | SQ | View Code Sequence
(0054,0222) | SQ | View Modifier Code Sequence
(0054,0300) | SQ | Radionuclide Code Sequence
(0054,0302) | SQ | Administration Route Code Sequence
(0054,0304) | SQ | Radiopharmaceutical Code Sequence
(0054,0306) | SQ | Calibration Data Sequence
(0054,0308) | US | Energy Window Number
(0054,0400) | SH | Image ID
(0054,0410) | SQ | Patient Orientation Code Sequence
(0054,0412) | SQ | Patient Orientation Modifier Code Sequence
(0054,0414) | SQ | Patient Gantry Relationship Code Sequence
(0054,0500) | CS | Slice Progression Direction
(0054,0501) | CS | Scan Progression Direction
(0054,1000) | CS | Series Type
(0054,1001) | CS | Units
(0054,1002) | CS | Counts Source
(0054,1004) | CS | Reprojection Method
(0054,1006) | CS | SUV Type
(0054,1100) | CS | Randoms Correction Method
(0054,1101) | LO | Attenuation Correction Method
(0054,1102) | CS | Decay Correction
(0054,1103) | LO | Reconstruction Method
(0054,1104) | LO | Detector Lines of Response Used
(0054,1105) | LO | Scatter Correction Method
(0054,1200) | DS | Axial Acceptance
(0054,1201) | IS | Axial Mash
(0054,1202) | IS | Transverse Mash
(0054,1203) | DS | Detector Element Size
(0054,1210) | DS | Coincidence Window Width
(0054,1220) | CS | Secondary Counts Type
(0054,1300) | DS | Frame Reference Time
(0054,1310) | IS | Primary (Prompts) Counts Accumulated
(0054,1311) | IS | Secondary Counts Accumulated
(0054,1320) | DS | Slice Sensitivity Factor
(0054,1321) | DS | Decay Factor
(0054,1322) | DS | Dose Calibration Factor
(0054,1323) | DS | Scatter Fraction Factor
(0054,1324) | DS | Dead Time Factor
(0054,1330) | US | Image Index
(0054,1400) | CS | Counts Included | Retired
(0054,1401) | CS | Dead Time Correction Flag | Retired
(0060,3000) | SQ | Histogram Sequence
(0060,3002) | US | Histogram Number of Bins
(0060,3004) | US or SS | Histogram First Bin Value
(0060,3006) | US or SS | Histogram Last Bin Value
(0060,3008) | US | Histogram Bin Width
(0060,3010) | LO | Histogram Explanation
(0060,3020) | UL | Histogram Data
(0062,0001) | CS | Segmentation Type
(0062,0002) | SQ | Segment Sequence
(0062,0003) | SQ | Segmented Property Category Code Sequence
(0062,0004) | US | Segment Number
(0062,0005) | LO | Segment Label
(0062,0006) | ST | Segment Description
(0062,0008) | CS | Segment Algorithm Type
(0062,0009) | LO | Segment Algorithm Name
(0062,000A) | SQ | Segment Identification Sequence
(0062,000B) | US | Referenced Segment Number
(0062,000C) | US | Recommended Display Grayscale Value
(0062,000D) | US | Recommended Display CIELab Value
(0062,000E) | US | Maximum Fractional Value
(0062,000F) | SQ | Segmented Property Type Code Sequence
(0062,0010) | CS | Segmentation Fractional Type
(0062,0011) | SQ | Segmented Property Type Modifier Code Sequence
(0062,0012) | SQ | Used Segments Sequence
(0062,0020) | UT | Tracking ID
(0062,0021) | UI | Tracking UID
(0064,0002) | SQ | Deformable Registration Sequence
(0064,0003) | UI | Source Frame of Reference UID
(0064,0005) | SQ | Deformable Registration Grid Sequence
(0064,0007) | UL | Grid Dimensions
(0064,0008) | FD | Grid Resolution
(0064,0009) | OF | Vector Grid Data
(0064,000F) | SQ | Pre Deformation Matrix Registration Sequence
(0064,0010) | SQ | Post Deformation Matrix Registration Sequence
(0066,0001) | UL | Number of Surfaces
(0066,0002) | SQ | Surface Sequence
(0066,0003) | UL | Surface Number
(0066,0004) | LT | Surface Comments
(0066,0009) | CS | Surface Processing
(0066,000A) | FL | Surface Processing Ratio
(0066,000B) | LO | Surface Processing Description
(0066,000C) | FL | Recommended Presentation Opacity
(0066,000D) | CS | Recommended Presentation Type
(0066,000E) | CS | Finite Volume
(0066,0010) | CS | Manifold
(0066,0011) | SQ | Surface Points Sequence
(0066,0012) | SQ | Surface Points Normals Sequence
(0066,0013) | SQ | Surface Mesh Primitives Sequence
(0066,0015) | UL | Number of Surface Points
(0066,0016) | OF | Point Coordinates Data
(0066,0017) | FL | Point Position Accuracy
(0066,0018) | FL | Mean Point Distance
(0066,0019) | FL | Maximum Point Distance
(0066,001A) | FL | Points Bounding Box Coordinates
(0066,001B) | FL | Axis of Rotation
(0066,001C) | FL | Center of Rotation
(0066,001E) | UL | Number of Vectors
(0066,001F) | US | Vector Dimensionality
(0066,0020) | FL | Vector Accuracy
(0066,0021) | OF | Vector Coordinate Data
(0066,0023) | OW | Triangle Point Index List | Retired
(0066,0024) | OW | Edge Point Index List | Retired
(0066,0025) | OW | Vertex Point Index List | Retired
(0066,0026) | SQ | Triangle Strip Sequence
(0066,0027) | SQ | Triangle Fan Sequence
(0066,0028) | SQ | Line Sequence
(0066,0029) | OW | Primitive Point Index List | Retired
(0066,002A) | UL | Surface Count
(0066,002B) | SQ | Referenced Surface Sequence
(0066,002C) | UL | Referenced Surface Number
(0066,002D) | SQ | Segment Surface Generation Algorithm Identification Sequence
(0066,002E) | SQ | Segment Surface Source Instance Sequence
(0066,002F) | SQ | Algorithm Family Code Sequence
(0066,0030) | SQ | Algorithm Name Code Sequence
(0066,0031) | LO | Algorithm Version
(0066,0032) | LT | Algorithm Parameters
(0066,0034) | SQ | Facet Sequence
(0066,0035) | SQ | Surface Processing Algorithm Identification Sequence
(0066,0036) | LO | Algorithm Name
(0066,0037) | FL | Recommended Point Radius
(0066,0038) | FL | Recommended Line Thickness
(0066,0040) | OL | Long Primitive Point Index List
(0066,0041) | OL | Long Triangle Point Index List
(0066,0042) | OL | Long Edge Point Index List
(0066,0043) | OL | Long Vertex Point Index List
(0066,0101) | SQ | Track Set Sequence
(0066,0102) | SQ | Track Sequence
(0066,0103) | OW | Recommended Display CIELab Value List
(0066,0104) | SQ | Tracking Algorithm Identification Sequence
(0066,0105) | UL | Track Set Number
(0066,0106) | LO | Track Set Label
(0066,0107) | UT | Track Set Description
(0066,0108) | SQ | Track Set Anatomical Type Code Sequence
(0066,0121) | SQ | Measurements Sequence
(0066,0124) | SQ | Track Set Statistics Sequence
(0066,0125) | OF | Floating Point Values
(0066,0129) | OL | Track Point Index List
(0066,0130) | SQ | Track Statistics Sequence
(0066,0132) | SQ | Measurement Values Sequence
(0066,0133) | SQ | Diffusion Acquisition Code Sequence
(0066,0134) | SQ | Diffusion Model Code Sequence
(0068,6210) | LO | Implant Size
(0068,6221) | LO | Implant Template Version
(0068,6222) | SQ | Replaced Implant Template Sequence
(0068,6223) | CS | Implant Type
(0068,6224) | SQ | Derivation Implant Template Sequence
(0068,6225) | SQ | Original Implant Template Sequence
(0068,6226) | DT | Effective DateTime
(0068,6230) | SQ | Implant Target Anatomy Sequence
(0068,6260) | SQ | Information From Manufacturer Sequence
(0068,6265) | SQ | Notification From Manufacturer Sequence
(0068,6270) | DT | Information Issue DateTime
(0068,6280) | ST | Information Summary
(0068,62A0) | SQ | Implant Regulatory Disapproval Code Sequence
(0068,62A5) | FD | Overall Template Spatial Tolerance
(0068,62C0) | SQ | HPGL Document Sequence
(0068,62D0) | US | HPGL Document ID
(0068,62D5) | LO | HPGL Document Label
(0068,62E0) | SQ | View Orientation Code Sequence
(0068,62F0) | FD | View Orientation Modifier
(0068,62F2) | FD | HPGL Document Scaling
(0068,6300) | OB | HPGL Document
(0068,6310) | US | HPGL Contour Pen Number
(0068,6320) | SQ | HPGL Pen Sequence
(0068,6330) | US | HPGL Pen Number
(0068,6340) | LO | HPGL Pen Label
(0068,6345) | ST | HPGL Pen Description
(0068,6346) | FD | Recommended Rotation Point
(0068,6347) | FD | Bounding Rectangle
(0068,6350) | US | Implant Template 3D Model Surface Number
(0068,6360) | SQ | Surface Model Description Sequence
(0068,6380) | LO | Surface Model Label
(0068,6390) | FD | Surface Model Scaling Factor
(0068,63A0) | SQ | Materials Code Sequence
(0068,63A4) | SQ | Coating Materials Code Sequence
(0068,63A8) | SQ | Implant Type Code Sequence
(0068,63AC) | SQ | Fixation Method Code Sequence
(0068,63B0) | SQ | Mating Feature Sets Sequence
(0068,63C0) | US | Mating Feature Set ID
(0068,63D0) | LO | Mating Feature Set Label
(0068,63E0) | SQ | Mating Feature Sequence
(0068,63F0) | US | Mating Feature ID
(0068,6400) | SQ | Mating Feature Degree of Freedom Sequence
(0068,6410) | US | Degree of Freedom ID
(0068,6420) | CS | Degree of Freedom Type
(0068,6430) | SQ | 2D Mating Feature Coordinates Sequence
(0068,6440) | US | Referenced HPGL Document ID
(0068,6450) | FD | 2D Mating Point
(0068,6460) | FD | 2D Mating Axes
(0068,6470) | SQ | 2D Degree of Freedom Sequence
(0068,6490) | FD | 3D Degree of Freedom Axis
(0068,64A0) | FD | Range of Freedom
(0068,64C0) | FD | 3D Mating Point
(0068,64D0) | FD | 3D Mating Axes
(0068,64F0) | FD | 2D Degree of Freedom Axis
(0068,6500) | SQ | Planning Landmark Point Sequence
(0068,6510) | SQ | Planning Landmark Line Sequence
(0068,6520) | SQ | Planning Landmark Plane Sequence
(0068,6530) | US | Planning Landmark ID
(0068,6540) | LO | Planning Landmark Description
(0068,6545) | SQ | Planning Landmark Identification Code Sequence
(0068,6550) | SQ | 2D Point Coordinates Sequence
(0068,6560) | FD | 2D Point Coordinates
(0068,6590) | FD | 3D Point Coordinates
(0068,65A0) | SQ | 2D Line Coordinates Sequence
(0068,65B0) | FD | 2D Line Coordinates
(0068,65D0) | FD | 3D Line Coordinates
(0068,65E0) | SQ | 2D Plane Coordinates Sequence
(0068,65F0) | FD | 2D Plane Intersection
(0068,6610) | FD | 3D Plane Origin
(0068,6620) | FD | 3D Plane Normal
(0070,0001) | SQ | Graphic Annotation Sequence
(0070,0002) | CS | Graphic Layer
(0070,0003) | CS | Bounding Box Annotation Units
(0070,0004) | CS | Anchor Point Annotation Units
(0070,0005) | CS | Graphic Annotation Units
(0070,0006) | ST | Unformatted Text Value
(0070,0008) | SQ | Text Object Sequence
(0070,0009) | SQ | Graphic Object Sequence
(0070,0010) | FL | Bounding Box Top Left Hand Corner
(0070,0011) | FL | Bounding Box Bottom Right Hand Corner
(0070,0012) | CS | Bounding Box Text Horizontal Justification
(0070,0014) | FL | Anchor Point
(0070,0015) | CS | Anchor Point Visibility
(0070,0020) | US | Graphic Dimensions
(0070,0021) | US | Number of Graphic Points
(0070,0022) | FL | Graphic Data
(0070,0023) | CS | Graphic Type
(0070,0024) | CS | Graphic Filled
(0070,0040) | IS | Image Rotation (Retired) | Retired
(0070,0041) | CS | Image Horizontal Flip
(0070,0042) | US | Image Rotation
(0070,0050) | US | Displayed Area Top Left Hand Corner (Trial) | Retired
(0070,0051) | US | Displayed Area Bottom Right Hand Corner (Trial) | Retired
(0070,0052) | SL | Displayed Area Top Left Hand Corner
(0070,0053) | SL | Displayed Area Bottom Right Hand Corner
(0070,005A) | SQ | Displayed Area Selection Sequence
(0070,0060) | SQ | Graphic Layer Sequence
(0070,0062) | IS | Graphic Layer Order
(0070,0066) | US | Graphic Layer Recommended Display Grayscale Value
(0070,0067) | US | Graphic Layer Recommended Display RGB Value | Retired
(0070,0068) | LO | Graphic Layer Description
(0070,0080) | CS | Content Label
(0070,0081) | LO | Content Description
(0070,0082) | DA | Presentation Creation Date
(0070,0083) | TM | Presentation Creation Time
(0070,0084) | PN | Content Creator's Name
(0070,0086) | SQ | Content Creator's Identification Code Sequence
(0070,0087) | SQ | Alternate Content Description Sequence
(0070,0100) | CS | Presentation Size Mode
(0070,0101) | DS | Presentation Pixel Spacing
(0070,0102) | IS | Presentation Pixel Aspect Ratio
(0070,0103) | FL | Presentation Pixel Magnification Ratio
(0070,0207) | LO | Graphic Group Label
(0070,0208) | ST | Graphic Group Description
(0070,0209) | SQ | Compound Graphic Sequence
(0070,0226) | UL | Compound Graphic Instance ID
(0070,0227) | LO | Font Name
(0070,0228) | CS | Font Name Type
(0070,0229) | LO | CSS Font Name
(0070,0230) | FD | Rotation Angle
(0070,0231) | SQ | Text Style Sequence
(0070,0232) | SQ | Line Style Sequence
(0070,0233) | SQ | Fill Style Sequence
(0070,0234) | SQ | Graphic Group Sequence
(0070,0241) | US | Text Color CIELab Value
(0070,0242) | CS | Horizontal Alignment
(0070,0243) | CS | Vertical Alignment
(0070,0244) | CS | Shadow Style
(0070,0245) | FL | Shadow Offset X
(0070,0246) | FL | Shadow Offset Y
(0070,0247) | US | Shadow Color CIELab Value
(0070,0248) | CS | Underlined
(0070,0249) | CS | Bold
(0070,0250) | CS | Italic
(0070,0251) | US | Pattern On Color CIELab Value
(0070,0252) | US | Pattern Off Color CIELab Value
(0070,0253) | FL | Line Thickness
(0070,0254) | CS | Line Dashing Style
(0070,0255) | UL | Line Pattern
(0070,0256) | OB | Fill Pattern
(0070,0257) | CS | Fill Mode
(0070,0258) | FL | Shadow Opacity
(0070,0261) | FL | Gap Length
(0070,0262) | FL | Diameter of Visibility
(0070,0273) | FL | Rotation Point
(0070,0274) | CS | Tick Alignment
(0070,0278) | CS | Show Tick Label
(0070,0279) | CS | Tick Label Alignment
(0070,0282) | CS | Compound Graphic Units
(0070,0284) | FL | Pattern On Opacity
(0070,0285) | FL | Pattern Off Opacity
(0070,0287) | SQ | Major Ticks Sequence
(0070,0288) | FL | Tick Position
(0070,0289) | SH | Tick Label
(0070,0294) | CS | Compound Graphic Type
(0070,0295) | UL | Graphic Group ID
(0070,0306) | CS | Shape Type
(0070,0308) | SQ | Registration Sequence
(0070,0309) | SQ | Matrix Registration Sequence
(0070,030A) | SQ | Matrix Sequence
(0070,030B) | FD | Frame of Reference to Displayed Coordinate System Transformation Matrix
(0070,030C) | CS | Frame of Reference Transformation Matrix Type
(0070,030D) | SQ | Registration Type Code Sequence
(0070,030F) | ST | Fiducial Description
(0070,0310) | SH | Fiducial Identifier
(0070,0311) | SQ | Fiducial Identifier Code Sequence
(0070,0312) | FD | Contour Uncertainty Radius
(0070,0314) | SQ | Used Fiducials Sequence
(0070,0318) | SQ | Graphic Coordinates Data Sequence
(0070,031A) | UI | Fiducial UID
(0070,031C) | SQ | Fiducial Set Sequence
(0070,031E) | SQ | Fiducial Sequence
(0070,0401) | US | Graphic Layer Recommended Display CIELab Value
(0070,0402) | SQ | Blending Sequence
(0070,0403) | FL | Relative Opacity
(0070,0404) | SQ | Referenced Spatial Registration Sequence
(0070,0405) | CS | Blending Position
(0070,1101) | UI | Presentation Display Collection UID
(0070,1102) | UI | Presentation Sequence Collection UID
(0070,1103) | US | Presentation Sequence Position Index
(0070,1104) | SQ | Rendered Image Reference Sequence
(0070,1201) | SQ | Volumetric Presentation State Input Sequence
(0070,1202) | CS | Presentation Input Type
(0070,1203) | US | Input Sequence Position Index
(0070,1204) | CS | Crop
(0070,1205) | US | Cropping Specification Index
(0070,1206) | CS | Compositing Method
(0070,1207) | US | Volumetric Presentation Input Number
(0070,1208) | CS | Image Volume Geometry
(0070,1301) | SQ | Volume Cropping Sequence
(0070,1302) | CS | Volume Cropping Method
(0070,1303) | FD | Bounding Box Crop
(0070,1304) | SQ | Oblique Cropping Plane Sequence
(0070,1305) | FD | Plane
(0070,1306) | FD | Plane Normal
(0070,1309) | US | Cropping Specification Number
(0070,1501) | CS | Multi-Planar Reconstruction Style
(0070,1502) | CS | MPR Thickness Type
(0070,1503) | FD | MPR Slab Thickness
(0070,1505) | FD | MPR Top Left Hand Corner
(0070,1507) | FD | MPR View Width Direction
(0070,1508) | FD | MPR View Width
(0070,150C) | UL | Number of Volumetric Curve Points
(0070,150D) | OD | Volumetric Curve Points
(0070,1511) | FD | MPR View Height Direction
(0070,1512) | FD | MPR View Height
(0070,1801) | SQ | Presentation State Classification Component Sequence
(0070,1802) | CS | Component Type
(0070,1803) | SQ | Component Input Sequence
(0070,1804) | US | Volumetric Presentation Input Index
(0070,1805) | SQ | Presentation State Compositor Component Sequence
(0070,1806) | SQ | Weighting Transfer Function Sequence
(0070,1807) | US | Weighting Lookup Table Descriptor
(0070,1808) | OB | Weighting Lookup Table Data
(0070,1901) | SQ | Volumetric Annotation Sequence
(0070,1903) | SQ | Referenced Structured Context Sequence
(0070,1904) | UI | Referenced Content Item
(0070,1905) | SQ | Volumetric Presentation Input Annotation Sequence
(0070,1907) | CS | Annotation Clipping
(0070,1A01) | CS | Presentation Animation Style
(0070,1A03) | FD | Recommended Animation Rate
(0070,1A04) | SQ | Animation Curve Sequence
(0070,1A05) | FD | Animation Step Size
(0072,0002) | SH | Hanging Protocol Name
(0072,0004) | LO | Hanging Protocol Description
(0072,0006) | CS | Hanging Protocol Level
(0072,0008) | LO | Hanging Protocol Creator
(0072,000A) | DT | Hanging Protocol Creation DateTime
(0072,000C) | SQ | Hanging Protocol Definition Sequence
(0072,000E) | SQ | Hanging Protocol User Identification Code Sequence
(0072,0010) | LO | Hanging Protocol User Group Name
(0072,0012) | SQ | Source Hanging Protocol Sequence
(0072,0014) | US | Number of Priors Referenced
(0072,0020) | SQ | Image Sets Sequence
(0072,0022) | SQ | Image Set Selector Sequence
(0072,0024) | CS | Image Set Selector Usage Flag
(0072,0026) | AT | Selector Attribute
(0072,0028) | US | Selector Value Number
(0072,0030) | SQ | Time Based Image Sets Sequence
(0072,0032) | US | Image Set Number
(0072,0034) | CS | Image Set Selector Category
(0072,0038) | US | Relative Time
(0072,003A) | CS | Relative Time Units
(0072,003C) | SS | Abstract Prior Value
(0072,003E) | SQ | Abstract Prior Code Sequence
(0072,0040) | LO | Image Set Label
(0072,0050) | CS | Selector Attribute VR
(0072,0052) | AT | Selector Sequence Pointer
(0072,0054) | LO | Selector Sequence Pointer Private Creator
(0072,0056) | LO | Selector Attribute Private Creator
(0072,005E) | AE | Selector AE Value
(0072,005F) | AS | Selector AS Value
(0072,0060) | AT | Selector AT Value
(0072,0061) | DA | Selector DA Value
(0072,0062) | CS | Selector CS Value
(0072,0063) | DT | Selector DT Value
(0072,0064) | IS | Selector IS Value
(0072,0065) | OB | Selector OB Value
(0072,0066) | LO | Selector LO Value
(0072,0067) | OF | Selector OF Value
(0072,0068) | LT | Selector LT Value
(0072,0069) | OW | Selector OW Value
(0072,006A) | PN | Selector PN Value
(0072,006B) | TM | Selector TM Value
(0072,006C) | SH | Selector SH Value
(0072,006D) | UN | Selector UN Value
(0072,006E) | ST | Selector ST Value
(0072,006F) | UC | Selector UC Value
(0072,0070) | UT | Selector UT Value
(0072,0071) | UR | Selector UR Value
(0072,0072) | DS | Selector DS Value
(0072,0073) | OD | Selector OD Value
(0072,0074) | FD | Selector FD Value
(0072,0075) | OL | Selector OL Value
(0072,0076) | FL | Selector FL Value
(0072,0078) | UL | Selector UL Value
(0072,007A) | US | Selector US Value
(0072,007C) | SL | Selector SL Value
(0072,007E) | SS | Selector SS Value
(0072,007F) | UI | Selector UI Value
(0072,0080) | SQ | Selector Code Sequence Value
(0072,0100) | US | Number of Screens
(0072,0102) | SQ | Nominal Screen Definition Sequence
(0072,0104) | US | Number of Vertical Pixels
(0072,0106) | US | Number of Horizontal Pixels
(0072,0108) | FD | Display Environment Spatial Position
(0072,010A) | US | Screen Minimum Grayscale Bit Depth
(0072,010C) | US | Screen Minimum Color Bit Depth
(0072,010E) | US | Application Maximum Repaint Time
(0072,0200) | SQ | Display Sets Sequence
(0072,0202) | US | Display Set Number
(0072,0203) | LO | Display Set Label
(0072,0204) | US | Display Set Presentation Group
(0072,0206) | LO | Display Set Presentation Group Description
(0072,0208) | CS | Partial Data Display Handling
(0072,0210) | SQ | Synchronized Scrolling Sequence
(0072,0212) | US | Display Set Scrolling Group
(0072,0214) | SQ | Navigation Indicator Sequence
(0072,0216) | US | Navigation Display Set
(0072,0218) | US | Reference Display Sets
(0072,0300) | SQ | Image Boxes Sequence
(0072,0302) | US | Image Box Number
(0072,0304) | CS | Image Box Layout Type
(0072,0306) | US | Image Box Tile Horizontal Dimension
(0072,0308) | US | Image Box Tile Vertical Dimension
(0072,0310) | CS | Image Box Scroll Direction
(0072,0312) | CS | Image Box Small Scroll Type
(0072,0314) | US | Image Box Small Scroll Amount
(0072,0316) | CS | Image Box Large Scroll Type
(0072,0318) | US | Image Box Large Scroll Amount
(0072,0320) | US | Image Box Overlap Priority
(0072,0330) | FD | Cine Relative to Real-Time
(0072,0400) | SQ | Filter Operations Sequence
(0072,0402) | CS | Filter-by Category
(0072,0404) | CS | Filter-by Attribute Presence
(0072,0406) | CS | Filter-by Operator
(0072,0420) | US | Structured Display Background CIELab Value
(0072,0421) | US | Empty Image Box CIELab Value
(0072,0422) | SQ | Structured Display Image Box Sequence
(0072,0424) | SQ | Structured Display Text Box Sequence
(0072,0427) | SQ | Referenced First Frame Sequence
(0072,0430) | SQ | Image Box Synchronization Sequence
(0072,0432) | US | Synchronized Image Box List
(0072,0434) | CS | Type of Synchronization
(0072,0500) | CS | Blending Operation Type
(0072,0510) | CS | Reformatting Operation Type
(0072,0512) | FD | Reformatting Thickness
(0072,0514) | FD | Reformatting Interval
(0072,0516) | CS | Reformatting Operation Initial View Direction
(0072,0520) | CS | 3D Rendering Type
(0072,0600) | SQ | Sorting Operations Sequence
(0072,0602) | CS | Sort-by Category
(0072,0604) | CS | Sorting Direction
(0072,0700) | CS | Display Set Patient Orientation
(0072,0702) | CS | VOI Type
(0072,0704) | CS | Pseudo-Color Type
(0072,0705) | SQ | Pseudo-Color Palette Instance Reference Sequence
(0072,0706) | CS | Show Grayscale Inverted
(0072,0710) | CS | Show Image True Size Flag
(0072,0712) | CS | Show Graphic Annotation Flag
(0072,0714) | CS | Show Patient Demographics Flag
(0072,0716) | CS | Show Acquisition Techniques Flag
(0072,0717) | CS | Display Set Horizontal Justification
(0072,0718) | CS | Display Set Vertical Justification
(0074,0120) | FD | Continuation Start Meterset
(0074,0121) | FD | Continuation End Meterset
(0074,1000) | CS | Procedure Step State
(0074,1002) | SQ | Procedure Step Progress Information Sequence
(0074,1004) | DS | Procedure Step Progress
(0074,1006) | ST | Procedure Step Progress Description
(0074,1008) | SQ | Procedure Step Communications URI Sequence
(0074,100A) | UR | Contact URI
(0074,100C) | LO | Contact Display Name
(0074,100E) | SQ | Procedure Step Discontinuation Reason Code Sequence
(0074,1020) | SQ | Beam Task Sequence
(0074,1022) | CS | Beam Task Type
(0074,1024) | IS | Beam Order Index (Trial) | Retired
(0074,1025) | CS | Autosequence Flag
(0074,1026) | FD | Table Top Vertical Adjusted Position
(0074,1027) | FD | Table Top Longitudinal Adjusted Position
(0074,1028) | FD | Table Top Lateral Adjusted Position
(0074,102A) | FD | Patient Support Adjusted Angle
(0074,102B) | FD | Table Top Eccentric Adjusted Angle
(0074,102C) | FD | Table Top Pitch Adjusted Angle
(0074,102D) | FD | Table Top Roll Adjusted Angle
(0074,1030) | SQ | Delivery Verification Image Sequence
(0074,1032) | CS | Verification Image Timing
(0074,1034) | CS | Double Exposure Flag
(0074,1036) | CS | Double Exposure Ordering
(0074,1038) | DS | Double Exposure Meterset (Trial) | Retired
(0074,103A) | DS | Double Exposure Field Delta (Trial) | Retired
(0074,1040) | SQ | Related Reference RT Image Sequence
(0074,1042) | SQ | General Machine Verification Sequence
(0074,1044) | SQ | Conventional Machine Verification Sequence
(0074,1046) | SQ | Ion Machine Verification Sequence
(0074,1048) | SQ | Failed Attributes Sequence
(0074,104A) | SQ | Overridden Attributes Sequence
(0074,104C) | SQ | Conventional Control Point Verification Sequence
(0074,104E) | SQ | Ion Control Point Verification Sequence
(0074,1050) | SQ | Attribute Occurrence Sequence
(0074,1052) | AT | Attribute Occurrence Pointer
(0074,1054) | UL | Attribute Item Selector
(0074,1056) | LO | Attribute Occurrence Private Creator
(0074,1057) | IS | Selector Sequence Pointer Items
(0074,1200) | CS | Scheduled Procedure Step Priority
(0074,1202) | LO | Worklist Label
(0074,1204) | LO | Procedure Step Label
(0074,1210) | SQ | Scheduled Processing Parameters Sequence
(0074,1212) | SQ | Performed Processing Parameters Sequence
(0074,1216) | SQ | Unified Procedure Step Performed Procedure Sequence
(0074,1220) | SQ | Related Procedure Step Sequence | Retired
(0074,1222) | LO | Procedure Step Relationship Type | Retired
(0074,1224) | SQ | Replaced Procedure Step Sequence
(0074,1230) | LO | Deletion Lock
(0074,1234) | AE | Receiving AE
(0074,1236) | AE | Requesting AE
(0074,1238) | LT | Reason for Cancellation
(0074,1242) | CS | SCP Status
(0074,1244) | CS | Subscription List Status
(0074,1246) | CS | Unified Procedure Step List Status
(0074,1324) | UL | Beam Order Index
(0074,1338) | FD | Double Exposure Meterset
(0074,133A) | FD | Double Exposure Field Delta
(0074,1401) | SQ | Brachy Task Sequence
(0074,1402) | DS | Continuation Start Total Reference Air Kerma
(0074,1403) | DS | Continuation End Total Reference Air Kerma
(0074,1404) | IS | Continuation Pulse Number
(0074,1405) | SQ | Channel Delivery Order Sequence
(0074,1406) | IS | Referenced Channel Number
(0074,1407) | DS | Start Cumulative Time Weight
(0074,1408) | DS | End Cumulative Time Weight
(0074,1409) | SQ | Omitted Channel Sequence
(0074,140A) | CS | Reason for Channel Omission
(0074,140B) | LO | Reason for Channel Omission Description
(0074,140C) | IS | Channel Delivery Order Index
(0074,140D) | SQ | Channel Delivery Continuation Sequence
(0074,140E) | SQ | Omitted Application Setup Sequence
(0076,0001) | LO | Implant Assembly Template Name
(0076,0003) | LO | Implant Assembly Template Issuer
(0076,0006) | LO | Implant Assembly Template Version
(0076,0008) | SQ | Replaced Implant Assembly Template Sequence
(0076,000A) | CS | Implant Assembly Template Type
(0076,000C) | SQ | Original Implant Assembly Template Sequence
(0076,000E) | SQ | Derivation Implant Assembly Template Sequence
(0076,0010) | SQ | Implant Assembly Template Target Anatomy Sequence
(0076,0020) | SQ | Procedure Type Code Sequence
(0076,0030) | LO | Surgical Technique
(0076,0032) | SQ | Component Types Sequence
(0076,0034) | CS | Component Type Code Sequence
(0076,0036) | CS | Exclusive Component Type
(0076,0038) | CS | Mandatory Component Type
(0076,0040) | SQ | Component Sequence
(0076,0055) | US | Component ID
(0076,0060) | SQ | Component Assembly Sequence
(0076,0070) | US | Component 1 Referenced ID
(0076,0080) | US | Component 1 Referenced Mating Feature Set ID
(0076,0090) | US | Component 1 Referenced Mating Feature ID
(0076,00A0) | US | Component 2 Referenced ID
(0076,00B0) | US | Component 2 Referenced Mating Feature Set ID
(0076,00C0) | US | Component 2 Referenced Mating Feature ID
(0078,0001) | LO | Implant Template Group Name
(0078,0010) | ST | Implant Template Group Description
(0078,0020) | LO | Implant Template Group Issuer
(0078,0024) | LO | Implant Template Group Version
(0078,0026) | SQ | Replaced Implant Template Group Sequence
(0078,0028) | SQ | Implant Template Group Target Anatomy Sequence
(0078,002A) | SQ | Implant Template Group Members Sequence
(0078,002E) | US | Implant Template Group Member ID
(0078,0050) | FD | 3D Implant Template Group Member Matching Point
(0078,0060) | FD | 3D Implant Template Group Member Matching Axes
(0078,0070) | SQ | Implant Template Group Member Matching 2D Coordinates Sequence
(0078,0090) | FD | 2D Implant Template Group Member Matching Point
(0078,00A0) | FD | 2D Implant Template Group Member Matching Axes
(0078,00B0) | SQ | Implant Template Group Variation Dimension Sequence
(0078,00B2) | LO | Implant Template Group Variation Dimension Name
(0078,00B4) | SQ | Implant Template Group Variation Dimension Rank Sequence
(0078,00B6) | US | Referenced Implant Template Group Member ID
(0078,00B8) | US | Implant Template Group Variation Dimension Rank
(0080,0001) | SQ | Surface Scan Acquisition Type Code Sequence
(0080,0002) | SQ | Surface Scan Mode Code Sequence
(0080,0003) | SQ | Registration Method Code Sequence
(0080,0004) | FD | Shot Duration Time
(0080,0005) | FD | Shot Offset Time
(0080,0006) | US | Surface Point Presentation Value Data
(0080,0007) | US | Surface Point Color CIELab Value Data
(0080,0008) | SQ | UV Mapping Sequence
(0080,0009) | SH | Texture Label
(0080,0010) | OF | U Value Data
(0080,0011) | OF | V Value Data
(0080,0012) | SQ | Referenced Texture Sequence
(0080,0013) | SQ | Referenced Surface Data Sequence
(0082,0001) | CS | Assessment Summary
(0082,0003) | UT | Assessment Summary Description
(0082,0004) | SQ | Assessed SOP Instance Sequence
(0082,0005) | SQ | Referenced Comparison SOP Instance Sequence
(0082,0006) | UL | Number of Assessment Observations
(0082,0007) | SQ | Assessment Observations Sequence
(0082,0008) | CS | Observation Significance
(0082,000A) | UT | Observation Description
(0082,000C) | SQ | Structured Constraint Observation Sequence
(0082,0010) | SQ | Assessed Attribute Value Sequence
(0082,0016) | LO | Assessment Set ID
(0082,0017) | SQ | Assessment Requester Sequence
(0082,0018) | LO | Selector Attribute Name
(0082,0019) | LO | Selector Attribute Keyword
(0082,0021) | SQ | Assessment Type Code Sequence
(0082,0022) | SQ | Observation Basis Code Sequence
(0082,0023) | LO | Assessment Label
(0082,0032) | CS | Constraint Type
(0082,0033) | UT | Specification Selection Guidance
(0082,0034) | SQ | Constraint Value Sequence
(0082,0035) | SQ | Recommended Default Value Sequence
(0082,0036) | CS | Constraint Violation Significance
(0082,0037) | UT | Constraint Violation Condition
(0088,0130) | SH | Storage Media File-set ID
(0088,0140) | UI | Storage Media File-set UID
(0088,0200) | SQ | Icon Image Sequence
(0088,0904) | LO | Topic Title | Retired
(0088,0906) | ST | Topic Subject | Retired
(0088,0910) | LO | Topic Author | Retired
(0088,0912) | LO | Topic Keywords | Retired
(0100,0410) | CS | SOP Instance Status
(0100,0420) | DT | SOP Authorization DateTime
(0100,0424) | LT | SOP Authorization Comment
(0100,0426) | LO | Authorization Equipment Certification Number
(0400,0005) | US | MAC ID Number
(0400,0010) | UI | MAC Calculation Transfer Syntax UID
(0400,0015) | CS | MAC Algorithm
(0400,0020) | AT | Data Elements Signed
(0400,0100) | UI | Digital Signature UID
(0400,0105) | DT | Digital Signature DateTime
(0400,0110) | CS | Certificate Type
(0400,0115) | OB | Certificate of Signer
(0400,0120) | OB | Signature
(0400,0305) | CS | Certified Timestamp Type
(0400,0310) | OB | Certified Timestamp
(0400,0315) | FL |  | Retired
(0400,0401) | SQ | Digital Signature Purpose Code Sequence
(0400,0402) | SQ | Referenced Digital Signature Sequence
(0400,0403) | SQ | Referenced SOP Instance MAC Sequence
(0400,0404) | OB | MAC
(0400,0500) | SQ | Encrypted Attributes Sequence
(0400,0510) | UI | Encrypted Content Transfer Syntax UID
(0400,0520) | OB | Encrypted Content
(0400,0550) | SQ | Modified Attributes Sequence
(0400,0561) | SQ | Original Attributes Sequence
(0400,0562) | DT | Attribute Modification DateTime
(0400,0563) | LO | Modifying System
(0400,0564) | LO | Source of Previous Values
(0400,0565) | CS | Reason for the Attribute Modification
(1000,xxx0) | US | Escape Triplet | Retired
(1000,xxx1) | US | Run Length Triplet | Retired
(1000,xxx2) | US | Huffman Table Size | Retired
(1000,xxx3) | US | Huffman Table Triplet | Retired
(1000,xxx4) | US | Shift Table Size | Retired
(1000,xxx5) | US | Shift Table Triplet | Retired
(1010,xxxx) | US | Zonal Map | Retired
(2000,0010) | IS | Number of Copies
(2000,001E) | SQ | Printer Configuration Sequence
(2000,0020) | CS | Print Priority
(2000,0030) | CS | Medium Type
(2000,0040) | CS | Film Destination
(2000,0050) | LO | Film Session Label
(2000,0060) | IS | Memory Allocation
(2000,0061) | IS | Maximum Memory Allocation
(2000,0062) | CS | Color Image Printing Flag | Retired
(2000,0063) | CS | Collation Flag | Retired
(2000,0065) | CS | Annotation Flag | Retired
(2000,0067) | CS | Image Overlay Flag | Retired
(2000,0069) | CS | Presentation LUT Flag | Retired
(2000,006A) | CS | Image Box Presentation LUT Flag | Retired
(2000,00A0) | US | Memory Bit Depth
(2000,00A1) | US | Printing Bit Depth
(2000,00A2) | SQ | Media Installed Sequence
(2000,00A4) | SQ | Other Media Available Sequence
(2000,00A8) | SQ | Supported Image Display Formats Sequence
(2000,0500) | SQ | Referenced Film Box Sequence
(2000,0510) | SQ | Referenced Stored Print Sequence | Retired
(2010,0010) | ST | Image Display Format
(2010,0030) | CS | Annotation Display Format ID
(2010,0040) | CS | Film Orientation
(2010,0050) | CS | Film Size ID
(2010,0052) | CS | Printer Resolution ID
(2010,0054) | CS | Default Printer Resolution ID
(2010,0060) | CS | Magnification Type
(2010,0080) | CS | Smoothing Type
(2010,00A6) | CS | Default Magnification Type
(2010,00A7) | CS | Other Magnification Types Available
(2010,00A8) | CS | Default Smoothing Type
(2010,00A9) | CS | Other Smoothing Types Available
(2010,0100) | CS | Border Density
(2010,0110) | CS | Empty Image Density
(2010,0120) | US | Min Density
(2010,0130) | US | Max Density
(2010,0140) | CS | Trim
(2010,0150) | ST | Configuration Information
(2010,0152) | LT | Configuration Information Description
(2010,0154) | IS | Maximum Collated Films
(2010,015E) | US | Illumination
(2010,0160) | US | Reflected Ambient Light
(2010,0376) | DS | Printer Pixel Spacing
(2010,0500) | SQ | Referenced Film Session Sequence
(2010,0510) | SQ | Referenced Image Box Sequence
(2010,0520) | SQ | Referenced Basic Annotation Box Sequence
(2020,0010) | US | Image Box Position
(2020,0020) | CS | Polarity
(2020,0030) | DS | Requested Image Size
(2020,0040) | CS | Requested Decimate/Crop Behavior
(2020,0050) | CS | Requested Resolution ID
(2020,00A0) | CS | Requested Image Size Flag
(2020,00A2) | CS | Decimate/Crop Result
(2020,0110) | SQ | Basic Grayscale Image Sequence
(2020,0111) | SQ | Basic Color Image Sequence
(2020,0130) | SQ | Referenced Image Overlay Box Sequence | Retired
(2020,0140) | SQ | Referenced VOI LUT Box Sequence | Retired
(2030,0010) | US | Annotation Position
(2030,0020) | LO | Text String
(2040,0010) | SQ | Referenced Overlay Plane Sequence | Retired
(2040,0011) | US | Referenced Overlay Plane Groups | Retired
(2040,0020) | SQ | Overlay Pixel Data Sequence | Retired
(2040,0060) | CS | Overlay Magnification Type | Retired
(2040,0070) | CS | Overlay Smoothing Type | Retired
(2040,0072) | CS | Overlay or Image Magnification | Retired
(2040,0074) | US | Magnify to Number of Columns | Retired
(2040,0080) | CS | Overlay Foreground Density | Retired
(2040,0082) | CS | Overlay Background Density | Retired
(2040,0090) | CS | Overlay Mode | Retired
(2040,0100) | CS | Threshold Density | Retired
(2040,0500) | SQ | Referenced Image Box Sequence (Retired) | Retired
(2050,0010) | SQ | Presentation LUT Sequence
(2050,0020) | CS | Presentation LUT Shape
(2050,0500) | SQ | Referenced Presentation LUT Sequence
(2100,0010) | SH | Print Job ID | Retired
(2100,0020) | CS | Execution Status
(2100,0030) | CS | Execution Status Info
(2100,0040) | DA | Creation Date
(2100,0050) | TM | Creation Time
(2100,0070) | AE | Originator
(2100,0140) | AE | Destination AE
(2100,0160) | SH | Owner ID
(2100,0170) | IS | Number of Films
(2100,0500) | SQ | Referenced Print Job Sequence (Pull Stored Print) | Retired
(2110,0010) | CS | Printer Status
(2110,0020) | CS | Printer Status Info
(2110,0030) | LO | Printer Name
(2110,0099) | SH | Print Queue ID | Retired
(2120,0010) | CS | Queue Status | Retired
(2120,0050) | SQ | Print Job Description Sequence | Retired
(2120,0070) | SQ | Referenced Print Job Sequence | Retired
(2130,0010) | SQ | Print Management Capabilities Sequence | Retired
(2130,0015) | SQ | Printer Characteristics Sequence | Retired
(2130,0030) | SQ | Film Box Content Sequence | Retired
(2130,0040) | SQ | Image Box Content Sequence | Retired
(2130,0050) | SQ | Annotation Content Sequence | Retired
(2130,0060) | SQ | Image Overlay Box Content Sequence | Retired
(2130,0080) | SQ | Presentation LUT Content Sequence | Retired
(2130,00A0) | SQ | Proposed Study Sequence | Retired
(2130,00C0) | SQ | Original Image Sequence | Retired
(2200,0001) | CS | Label Using Information Extracted From Instances
(2200,0002) | UT | Label Text
(2200,0003) | CS | Label Style Selection
(2200,0004) | LT | Media Disposition
(2200,0005) | LT | Barcode Value
(2200,0006) | CS | Barcode Symbology
(2200,0007) | CS | Allow Media Splitting
(2200,0008) | CS | Include Non-DICOM Objects
(2200,0009) | CS | Include Display Application
(2200,000A) | CS | Preserve Composite Instances After Media Creation
(2200,000B) | US | Total Number of Pieces of Media Created
(2200,000C) | LO | Requested Media Application Profile
(2200,000D) | SQ | Referenced Storage Media Sequence
(2200,000E) | AT | Failure Attributes
(2200,000F) | CS | Allow Lossy Compression
(2200,0020) | CS | Request Priority
(3002,0002) | SH | RT Image Label
(3002,0003) | LO | RT Image Name
(3002,0004) | ST | RT Image Description
(3002,000A) | CS | Reported Values Origin
(3002,000C) | CS | RT Image Plane
(3002,000D) | DS | X-Ray Image Receptor Translation
(3002,000E) | DS | X-Ray Image Receptor Angle
(3002,0010) | DS | RT Image Orientation
(3002,0011) | DS | Image Plane Pixel Spacing
(3002,0012) | DS | RT Image Position
(3002,0020) | SH | Radiation Machine Name
(3002,0022) | DS | Radiation Machine SAD
(3002,0024) | DS | Radiation Machine SSD
(3002,0026) | DS | RT Image SID
(3002,0028) | DS | Source to Reference Object Distance
(3002,0029) | IS | Fraction Number
(3002,0030) | SQ | Exposure Sequence
(3002,0032) | DS | Meterset Exposure
(3002,0034) | DS | Diaphragm Position
(3002,0040) | SQ | Fluence Map Sequence
(3002,0041) | CS | Fluence Data Source
(3002,0042) | DS | Fluence Data Scale
(3002,0050) | SQ | Primary Fluence Mode Sequence
(3002,0051) | CS | Fluence Mode
(3002,0052) | SH | Fluence Mode ID
(3004,0001) | CS | DVH Type
(3004,0002) | CS | Dose Units
(3004,0004) | CS | Dose Type
(3004,0005) | CS | Spatial Transform of Dose
(3004,0006) | LO | Dose Comment
(3004,0008) | DS | Normalization Point
(3004,000A) | CS | Dose Summation Type
(3004,000C) | DS | Grid Frame Offset Vector
(3004,000E) | DS | Dose Grid Scaling
(3004,0010) | SQ | RT Dose ROI Sequence
(3004,0012) | DS | Dose Value
(3004,0014) | CS | Tissue Heterogeneity Correction
(3004,0040) | DS | DVH Normalization Point
(3004,0042) | DS | DVH Normalization Dose Value
(3004,0050) | SQ | DVH Sequence
(3004,0052) | DS | DVH Dose Scaling
(3004,0054) | CS | DVH Volume Units
(3004,0056) | IS | DVH Number of Bins
(3004,0058) | DS | DVH Data
(3004,0060) | SQ | DVH Referenced ROI Sequence
(3004,0062) | CS | DVH ROI Contribution Type
(3004,0070) | DS | DVH Minimum Dose
(3004,0072) | DS | DVH Maximum Dose
(3004,0074) | DS | DVH Mean Dose
(3006,0002) | SH | Structure Set Label
(3006,0004) | LO | Structure Set Name
(3006,0006) | ST | Structure Set Description
(3006,0008) | DA | Structure Set Date
(3006,0009) | TM | Structure Set Time
(3006,0010) | SQ | Referenced Frame of Reference Sequence
(3006,0012) | SQ | RT Referenced Study Sequence
(3006,0014) | SQ | RT Referenced Series Sequence
(3006,0016) | SQ | Contour Image Sequence
(3006,0018) | SQ | Predecessor Structure Set Sequence
(3006,0020) | SQ | Structure Set ROI Sequence
(3006,0022) | IS | ROI Number
(3006,0024) | UI | Referenced Frame of Reference UID
(3006,0026) | LO | ROI Name
(3006,0028) | ST | ROI Description
(3006,002A) | IS | ROI Display Color
(3006,002C) | DS | ROI Volume
(3006,0030) | SQ | RT Related ROI Sequence
(3006,0033) | CS | RT ROI Relationship
(3006,0036) | CS | ROI Generation Algorithm
(3006,0038) | LO | ROI Generation Description
(3006,0039) | SQ | ROI Contour Sequence
(3006,0040) | SQ | Contour Sequence
(3006,0042) | CS | Contour Geometric Type
(3006,0044) | DS | Contour Slab Thickness
(3006,0045) | DS | Contour Offset Vector
(3006,0046) | IS | Number of Contour Points
(3006,0048) | IS | Contour Number
(3006,0049) | IS | Attached Contours
(3006,0050) | DS | Contour Data
(3006,0080) | SQ | RT ROI Observations Sequence
(3006,0082) | IS | Observation Number
(3006,0084) | IS | Referenced ROI Number
(3006,0085) | SH | ROI Observation Label
(3006,0086) | SQ | RT ROI Identification Code Sequence
(3006,0088) | ST | ROI Observation Description
(3006,00A0) | SQ | Related RT ROI Observations Sequence
(3006,00A4) | CS | RT ROI Interpreted Type
(3006,00A6) | PN | ROI Interpreter
(3006,00B0) | SQ | ROI Physical Properties Sequence
(3006,00B2) | CS | ROI Physical Property
(3006,00B4) | DS | ROI Physical Property Value
(3006,00B6) | SQ | ROI Elemental Composition Sequence
(3006,00B7) | US | ROI Elemental Composition Atomic Number
(3006,00B8) | FL | ROI Elemental Composition Atomic Mass Fraction
(3006,00B9) | SQ | Additional RT ROI Identification Code Sequence
(3006,00C0) | SQ | Frame of Reference Relationship Sequence | Retired
(3006,00C2) | UI | Related Frame of Reference UID | Retired
(3006,00C4) | CS | Frame of Reference Transformation Type | Retired
(3006,00C6) | DS | Frame of Reference Transformation Matrix
(3006,00C8) | LO | Frame of Reference Transformation Comment
(3008,0010) | SQ | Measured Dose Reference Sequence
(3008,0012) | ST | Measured Dose Description
(3008,0014) | CS | Measured Dose Type
(3008,0016) | DS | Measured Dose Value
(3008,0020) | SQ | Treatment Session Beam Sequence
(3008,0021) | SQ | Treatment Session Ion Beam Sequence
(3008,0022) | IS | Current Fraction Number
(3008,0024) | DA | Treatment Control Point Date
(3008,0025) | TM | Treatment Control Point Time
(3008,002A) | CS | Treatment Termination Status
(3008,002B) | SH | Treatment Termination Code
(3008,002C) | CS | Treatment Verification Status
(3008,0030) | SQ | Referenced Treatment Record Sequence
(3008,0032) | DS | Specified Primary Meterset
(3008,0033) | DS | Specified Secondary Meterset
(3008,0036) | DS | Delivered Primary Meterset
(3008,0037) | DS | Delivered Secondary Meterset
(3008,003A) | DS | Specified Treatment Time
(3008,003B) | DS | Delivered Treatment Time
(3008,0040) | SQ | Control Point Delivery Sequence
(3008,0041) | SQ | Ion Control Point Delivery Sequence
(3008,0042) | DS | Specified Meterset
(3008,0044) | DS | Delivered Meterset
(3008,0045) | FL | Meterset Rate Set
(3008,0046) | FL | Meterset Rate Delivered
(3008,0047) | FL | Scan Spot Metersets Delivered
(3008,0048) | DS | Dose Rate Delivered
(3008,0050) | SQ | Treatment Summary Calculated Dose Reference Sequence
(3008,0052) | DS | Cumulative Dose to Dose Reference
(3008,0054) | DA | First Treatment Date
(3008,0056) | DA | Most Recent Treatment Date
(3008,005A) | IS | Number of Fractions Delivered
(3008,0060) | SQ | Override Sequence
(3008,0061) | AT | Parameter Sequence Pointer
(3008,0062) | AT | Override Parameter Pointer
(3008,0063) | IS | Parameter Item Index
(3008,0064) | IS | Measured Dose Reference Number
(3008,0065) | AT | Parameter Pointer
(3008,0066) | ST | Override Reason
(3008,0068) | SQ | Corrected Parameter Sequence
(3008,006A) | FL | Correction Value
(3008,0070) | SQ | Calculated Dose Reference Sequence
(3008,0072) | IS | Calculated Dose Reference Number
(3008,0074) | ST | Calculated Dose Reference Description
(3008,0076) | DS | Calculated Dose Reference Dose Value
(3008,0078) | DS | Start Meterset
(3008,007A) | DS | End Meterset
(3008,0080) | SQ | Referenced Measured Dose Reference Sequence
(3008,0082) | IS | Referenced Measured Dose Reference Number
(3008,0090) | SQ | Referenced Calculated Dose Reference Sequence
(3008,0092) | IS | Referenced Calculated Dose Reference Number
(3008,00A0) | SQ | Beam Limiting Device Leaf Pairs Sequence
(3008,00B0) | SQ | Recorded Wedge Sequence
(3008,00C0) | SQ | Recorded Compensator Sequence
(3008,00D0) | SQ | Recorded Block Sequence
(3008,00E0) | SQ | Treatment Summary Measured Dose Reference Sequence
(3008,00F0) | SQ | Recorded Snout Sequence
(3008,00F2) | SQ | Recorded Range Shifter Sequence
(3008,00F4) | SQ | Recorded Lateral Spreading Device Sequence
(3008,00F6) | SQ | Recorded Range Modulator Sequence
(3008,0100) | SQ | Recorded Source Sequence
(3008,0105) | LO | Source Serial Number
(3008,0110) | SQ | Treatment Session Application Setup Sequence
(3008,0116) | CS | Application Setup Check
(3008,0120) | SQ | Recorded Brachy Accessory Device Sequence
(3008,0122) | IS | Referenced Brachy Accessory Device Number
(3008,0130) | SQ | Recorded Channel Sequence
(3008,0132) | DS | Specified Channel Total Time
(3008,0134) | DS | Delivered Channel Total Time
(3008,0136) | IS | Specified Number of Pulses
(3008,0138) | IS | Delivered Number of Pulses
(3008,013A) | DS | Specified Pulse Repetition Interval
(3008,013C) | DS | Delivered Pulse Repetition Interval
(3008,0140) | SQ | Recorded Source Applicator Sequence
(3008,0142) | IS | Referenced Source Applicator Number
(3008,0150) | SQ | Recorded Channel Shield Sequence
(3008,0152) | IS | Referenced Channel Shield Number
(3008,0160) | SQ | Brachy Control Point Delivered Sequence
(3008,0162) | DA | Safe Position Exit Date
(3008,0164) | TM | Safe Position Exit Time
(3008,0166) | DA | Safe Position Return Date
(3008,0168) | TM | Safe Position Return Time
(3008,0171) | SQ | Pulse Specific Brachy Control Point Delivered Sequence
(3008,0172) | US | Pulse Number
(3008,0173) | SQ | Brachy Pulse Control Point Delivered Sequence
(3008,0200) | CS | Current Treatment Status
(3008,0202) | ST | Treatment Status Comment
(3008,0220) | SQ | Fraction Group Summary Sequence
(3008,0223) | IS | Referenced Fraction Number
(3008,0224) | CS | Fraction Group Type
(3008,0230) | CS | Beam Stopper Position
(3008,0240) | SQ | Fraction Status Summary Sequence
(3008,0250) | DA | Treatment Date
(3008,0251) | TM | Treatment Time
(300A,0002) | SH | RT Plan Label
(300A,0003) | LO | RT Plan Name
(300A,0004) | ST | RT Plan Description
(300A,0006) | DA | RT Plan Date
(300A,0007) | TM | RT Plan Time
(300A,0009) | LO | Treatment Protocols
(300A,000A) | CS | Plan Intent
(300A,000B) | LO | Treatment Sites
(300A,000C) | CS | RT Plan Geometry
(300A,000E) | ST | Prescription Description
(300A,0010) | SQ | Dose Reference Sequence
(300A,0012) | IS | Dose Reference Number
(300A,0013) | UI | Dose Reference UID
(300A,0014) | CS | Dose Reference Structure Type
(300A,0015) | CS | Nominal Beam Energy Unit
(300A,0016) | LO | Dose Reference Description
(300A,0018) | DS | Dose Reference Point Coordinates
(300A,001A) | DS | Nominal Prior Dose
(300A,0020) | CS | Dose Reference Type
(300A,0021) | DS | Constraint Weight
(300A,0022) | DS | Delivery Warning Dose
(300A,0023) | DS | Delivery Maximum Dose
(300A,0025) | DS | Target Minimum Dose
(300A,0026) | DS | Target Prescription Dose
(300A,0027) | DS | Target Maximum Dose
(300A,0028) | DS | Target Underdose Volume Fraction
(300A,002A) | DS | Organ at Risk Full-volume Dose
(300A,002B) | DS | Organ at Risk Limit Dose
(300A,002C) | DS | Organ at Risk Maximum Dose
(300A,002D) | DS | Organ at Risk Overdose Volume Fraction
(300A,0040) | SQ | Tolerance Table Sequence
(300A,0042) | IS | Tolerance Table Number
(300A,0043) | SH | Tolerance Table Label
(300A,0044) | DS | Gantry Angle Tolerance
(300A,0046) | DS | Beam Limiting Device Angle Tolerance
(300A,0048) | SQ | Beam Limiting Device Tolerance Sequence
(300A,004A) | DS | Beam Limiting Device Position Tolerance
(300A,004B) | FL | Snout Position Tolerance
(300A,004C) | DS | Patient Support Angle Tolerance
(300A,004E) | DS | Table Top Eccentric Angle Tolerance
(300A,004F) | FL | Table Top Pitch Angle Tolerance
(300A,0050) | FL | Table Top Roll Angle Tolerance
(300A,0051) | DS | Table Top Vertical Position Tolerance
(300A,0052) | DS | Table Top Longitudinal Position Tolerance
(300A,0053) | DS | Table Top Lateral Position Tolerance
(300A,0055) | CS | RT Plan Relationship
(300A,0070) | SQ | Fraction Group Sequence
(300A,0071) | IS | Fraction Group Number
(300A,0072) | LO | Fraction Group Description
(300A,0078) | IS | Number of Fractions Planned
(300A,0079) | IS | Number of Fraction Pattern Digits Per Day
(300A,007A) | IS | Repeat Fraction Cycle Length
(300A,007B) | LT | Fraction Pattern
(300A,0080) | IS | Number of Beams
(300A,0082) | DS | Beam Dose Specification Point
(300A,0084) | DS | Beam Dose
(300A,0086) | DS | Beam Meterset
(300A,0088) | FL | Beam Dose Point Depth | Retired
(300A,0089) | FL | Beam Dose Point Equivalent Depth | Retired
(300A,008A) | FL | Beam Dose Point SSD | Retired
(300A,008B) | CS | Beam Dose Meaning
(300A,008C) | SQ | Beam Dose Verification Control Point Sequence
(300A,008D) | FL | Average Beam Dose Point Depth
(300A,008E) | FL | Average Beam Dose Point Equivalent Depth
(300A,008F) | FL | Average Beam Dose Point SSD
(300A,0090) | CS | Beam Dose Type
(300A,0091) | DS | Alternate Beam Dose
(300A,0092) | CS | Alternate Beam Dose Type
(300A,00A0) | IS | Number of Brachy Application Setups
(300A,00A2) | DS | Brachy Application Setup Dose Specification Point
(300A,00A4) | DS | Brachy Application Setup Dose
(300A,00B0) | SQ | Beam Sequence
(300A,00B2) | SH | Treatment Machine Name
(300A,00B3) | CS | Primary Dosimeter Unit
(300A,00B4) | DS | Source-Axis Distance
(300A,00B6) | SQ | Beam Limiting Device Sequence
(300A,00B8) | CS | RT Beam Limiting Device Type
(300A,00BA) | DS | Source to Beam Limiting Device Distance
(300A,00BB) | FL | Isocenter to Beam Limiting Device Distance
(300A,00BC) | IS | Number of Leaf/Jaw Pairs
(300A,00BE) | DS | Leaf Position Boundaries
(300A,00C0) | IS | Beam Number
(300A,00C2) | LO | Beam Name
(300A,00C3) | ST | Beam Description
(300A,00C4) | CS | Beam Type
(300A,00C5) | FD | Beam Delivery Duration Limit
(300A,00C6) | CS | Radiation Type
(300A,00C7) | CS | High-Dose Technique Type
(300A,00C8) | IS | Reference Image Number
(300A,00CA) | SQ | Planned Verification Image Sequence
(300A,00CC) | LO | Imaging Device-Specific Acquisition Parameters
(300A,00CE) | CS | Treatment Delivery Type
(300A,00D0) | IS | Number of Wedges
(300A,00D1) | SQ | Wedge Sequence
(300A,00D2) | IS | Wedge Number
(300A,00D3) | CS | Wedge Type
(300A,00D4) | SH | Wedge ID
(300A,00D5) | IS | Wedge Angle
(300A,00D6) | DS | Wedge Factor
(300A,00D7) | FL | Total Wedge Tray Water-Equivalent Thickness
(300A,00D8) | DS | Wedge Orientation
(300A,00D9) | FL | Isocenter to Wedge Tray Distance
(300A,00DA) | DS | Source to Wedge Tray Distance
(300A,00DB) | FL | Wedge Thin Edge Position
(300A,00DC) | SH | Bolus ID
(300A,00DD) | ST | Bolus Description
(300A,00DE) | DS | Effective Wedge Angle
(300A,00E0) | IS | Number of Compensators
(300A,00E1) | SH | Material ID
(300A,00E2) | DS | Total Compensator Tray Factor
(300A,00E3) | SQ | Compensator Sequence
(300A,00E4) | IS | Compensator Number
(300A,00E5) | SH | Compensator ID
(300A,00E6) | DS | Source to Compensator Tray Distance
(300A,00E7) | IS | Compensator Rows
(300A,00E8) | IS | Compensator Columns
(300A,00E9) | DS | Compensator Pixel Spacing
(300A,00EA) | DS | Compensator Position
(300A,00EB) | DS | Compensator Transmission Data
(300A,00EC) | DS | Compensator Thickness Data
(300A,00ED) | IS | Number of Boli
(300A,00EE) | CS | Compensator Type
(300A,00EF) | SH | Compensator Tray ID
(300A,00F0) | IS | Number of Blocks
(300A,00F2) | DS | Total Block Tray Factor
(300A,00F3) | FL | Total Block Tray Water-Equivalent Thickness
(300A,00F4) | SQ | Block Sequence
(300A,00F5) | SH | Block Tray ID
(300A,00F6) | DS | Source to Block Tray Distance
(300A,00F7) | FL | Isocenter to Block Tray Distance
(300A,00F8) | CS | Block Type
(300A,00F9) | LO | Accessory Code
(300A,00FA) | CS | Block Divergence
(300A,00FB) | CS | Block Mounting Position
(300A,00FC) | IS | Block Number
(300A,00FE) | LO | Block Name
(300A,0100) | DS | Block Thickness
(300A,0102) | DS | Block Transmission
(300A,0104) | IS | Block Number of Points
(300A,0106) | DS | Block Data
(300A,0107) | SQ | Applicator Sequence
(300A,0108) | SH | Applicator ID
(300A,0109) | CS | Applicator Type
(300A,010A) | LO | Applicator Description
(300A,010C) | DS | Cumulative Dose Reference Coefficient
(300A,010E) | DS | Final Cumulative Meterset Weight
(300A,0110) | IS | Number of Control Points
(300A,0111) | SQ | Control Point Sequence
(300A,0112) | IS | Control Point Index
(300A,0114) | DS | Nominal Beam Energy
(300A,0115) | DS | Dose Rate Set
(300A,0116) | SQ | Wedge Position Sequence
(300A,0118) | CS | Wedge Position
(300A,011A) | SQ | Beam Limiting Device Position Sequence
(300A,011C) | DS | Leaf/Jaw Positions
(300A,011E) | DS | Gantry Angle
(300A,011F) | CS | Gantry Rotation Direction
(300A,0120) | DS | Beam Limiting Device Angle
(300A,0121) | CS | Beam Limiting Device Rotation Direction
(300A,0122) | DS | Patient Support Angle
(300A,0123) | CS | Patient Support Rotation Direction
(300A,0124) | DS | Table Top Eccentric Axis Distance
(300A,0125) | DS | Table Top Eccentric Angle
(300A,0126) | CS | Table Top Eccentric Rotation Direction
(300A,0128) | DS | Table Top Vertical Position
(300A,0129) | DS | Table Top Longitudinal Position
(300A,012A) | DS | Table Top Lateral Position
(300A,012C) | DS | Isocenter Position
(300A,012E) | DS | Surface Entry Point
(300A,0130) | DS | Source to Surface Distance
(300A,0131) | FL | Average Beam Dose Point Source to External Contour Distance
(300A,0132) | FL | Source to External Contour Distance
(300A,0133) | FL | External Contour Entry Point
(300A,0134) | DS | Cumulative Meterset Weight
(300A,0140) | FL | Table Top Pitch Angle
(300A,0142) | CS | Table Top Pitch Rotation Direction
(300A,0144) | FL | Table Top Roll Angle
(300A,0146) | CS | Table Top Roll Rotation Direction
(300A,0148) | FL | Head Fixation Angle
(300A,014A) | FL | Gantry Pitch Angle
(300A,014C) | CS | Gantry Pitch Rotation Direction
(300A,014E) | FL | Gantry Pitch Angle Tolerance
(300A,0150) | CS | Fixation Eye
(300A,0151) | DS | Chair Head Frame Position
(300A,0152) | DS | Head Fixation Angle Tolerance
(300A,0153) | DS | Chair Head Frame Position Tolerance
(300A,0154) | DS | Fixation Light Azimuthal Angle Tolerance
(300A,0155) | DS | Fixation Light Polar Angle Tolerance
(300A,0180) | SQ | Patient Setup Sequence
(300A,0182) | IS | Patient Setup Number
(300A,0183) | LO | Patient Setup Label
(300A,0184) | LO | Patient Additional Position
(300A,0190) | SQ | Fixation Device Sequence
(300A,0192) | CS | Fixation Device Type
(300A,0194) | SH | Fixation Device Label
(300A,0196) | ST | Fixation Device Description
(300A,0198) | SH | Fixation Device Position
(300A,0199) | FL | Fixation Device Pitch Angle
(300A,019A) | FL | Fixation Device Roll Angle
(300A,01A0) | SQ | Shielding Device Sequence
(300A,01A2) | CS | Shielding Device Type
(300A,01A4) | SH | Shielding Device Label
(300A,01A6) | ST | Shielding Device Description
(300A,01A8) | SH | Shielding Device Position
(300A,01B0) | CS | Setup Technique
(300A,01B2) | ST | Setup Technique Description
(300A,01B4) | SQ | Setup Device Sequence
(300A,01B6) | CS | Setup Device Type
(300A,01B8) | SH | Setup Device Label
(300A,01BA) | ST | Setup Device Description
(300A,01BC) | DS | Setup Device Parameter
(300A,01D0) | ST | Setup Reference Description
(300A,01D2) | DS | Table Top Vertical Setup Displacement
(300A,01D4) | DS | Table Top Longitudinal Setup Displacement
(300A,01D6) | DS | Table Top Lateral Setup Displacement
(300A,0200) | CS | Brachy Treatment Technique
(300A,0202) | CS | Brachy Treatment Type
(300A,0206) | SQ | Treatment Machine Sequence
(300A,0210) | SQ | Source Sequence
(300A,0212) | IS | Source Number
(300A,0214) | CS | Source Type
(300A,0216) | LO | Source Manufacturer
(300A,0218) | DS | Active Source Diameter
(300A,021A) | DS | Active Source Length
(300A,021B) | SH | Source Model ID
(300A,021C) | LO | Source Description
(300A,0222) | DS | Source Encapsulation Nominal Thickness
(300A,0224) | DS | Source Encapsulation Nominal Transmission
(300A,0226) | LO | Source Isotope Name
(300A,0228) | DS | Source Isotope Half Life
(300A,0229) | CS | Source Strength Units
(300A,022A) | DS | Reference Air Kerma Rate
(300A,022B) | DS | Source Strength
(300A,022C) | DA | Source Strength Reference Date
(300A,022E) | TM | Source Strength Reference Time
(300A,0230) | SQ | Application Setup Sequence
(300A,0232) | CS | Application Setup Type
(300A,0234) | IS | Application Setup Number
(300A,0236) | LO | Application Setup Name
(300A,0238) | LO | Application Setup Manufacturer
(300A,0240) | IS | Template Number
(300A,0242) | SH | Template Type
(300A,0244) | LO | Template Name
(300A,0250) | DS | Total Reference Air Kerma
(300A,0260) | SQ | Brachy Accessory Device Sequence
(300A,0262) | IS | Brachy Accessory Device Number
(300A,0263) | SH | Brachy Accessory Device ID
(300A,0264) | CS | Brachy Accessory Device Type
(300A,0266) | LO | Brachy Accessory Device Name
(300A,026A) | DS | Brachy Accessory Device Nominal Thickness
(300A,026C) | DS | Brachy Accessory Device Nominal Transmission
(300A,0280) | SQ | Channel Sequence
(300A,0282) | IS | Channel Number
(300A,0284) | DS | Channel Length
(300A,0286) | DS | Channel Total Time
(300A,0288) | CS | Source Movement Type
(300A,028A) | IS | Number of Pulses
(300A,028C) | DS | Pulse Repetition Interval
(300A,0290) | IS | Source Applicator Number
(300A,0291) | SH | Source Applicator ID
(300A,0292) | CS | Source Applicator Type
(300A,0294) | LO | Source Applicator Name
(300A,0296) | DS | Source Applicator Length
(300A,0298) | LO | Source Applicator Manufacturer
(300A,029C) | DS | Source Applicator Wall Nominal Thickness
(300A,029E) | DS | Source Applicator Wall Nominal Transmission
(300A,02A0) | DS | Source Applicator Step Size
(300A,02A2) | IS | Transfer Tube Number
(300A,02A4) | DS | Transfer Tube Length
(300A,02B0) | SQ | Channel Shield Sequence
(300A,02B2) | IS | Channel Shield Number
(300A,02B3) | SH | Channel Shield ID
(300A,02B4) | LO | Channel Shield Name
(300A,02B8) | DS | Channel Shield Nominal Thickness
(300A,02BA) | DS | Channel Shield Nominal Transmission
(300A,02C8) | DS | Final Cumulative Time Weight
(300A,02D0) | SQ | Brachy Control Point Sequence
(300A,02D2) | DS | Control Point Relative Position
(300A,02D4) | DS | Control Point 3D Position
(300A,02D6) | DS | Cumulative Time Weight
(300A,02E0) | CS | Compensator Divergence
(300A,02E1) | CS | Compensator Mounting Position
(300A,02E2) | DS | Source to Compensator Distance
(300A,02E3) | FL | Total Compensator Tray Water-Equivalent Thickness
(300A,02E4) | FL | Isocenter to Compensator Tray Distance
(300A,02E5) | FL | Compensator Column Offset
(300A,02E6) | FL | Isocenter to Compensator Distances
(300A,02E7) | FL | Compensator Relative Stopping Power Ratio
(300A,02E8) | FL | Compensator Milling Tool Diameter
(300A,02EA) | SQ | Ion Range Compensator Sequence
(300A,02EB) | LT | Compensator Description
(300A,0302) | IS | Radiation Mass Number
(300A,0304) | IS | Radiation Atomic Number
(300A,0306) | SS | Radiation Charge State
(300A,0308) | CS | Scan Mode
(300A,0309) | CS | Modulated Scan Mode Type
(300A,030A) | FL | Virtual Source-Axis Distances
(300A,030C) | SQ | Snout Sequence
(300A,030D) | FL | Snout Position
(300A,030F) | SH | Snout ID
(300A,0312) | IS | Number of Range Shifters
(300A,0314) | SQ | Range Shifter Sequence
(300A,0316) | IS | Range Shifter Number
(300A,0318) | SH | Range Shifter ID
(300A,0320) | CS | Range Shifter Type
(300A,0322) | LO | Range Shifter Description
(300A,0330) | IS | Number of Lateral Spreading Devices
(300A,0332) | SQ | Lateral Spreading Device Sequence
(300A,0334) | IS | Lateral Spreading Device Number
(300A,0336) | SH | Lateral Spreading Device ID
(300A,0338) | CS | Lateral Spreading Device Type
(300A,033A) | LO | Lateral Spreading Device Description
(300A,033C) | FL | Lateral Spreading Device Water Equivalent Thickness
(300A,0340) | IS | Number of Range Modulators
(300A,0342) | SQ | Range Modulator Sequence
(300A,0344) | IS | Range Modulator Number
(300A,0346) | SH | Range Modulator ID
(300A,0348) | CS | Range Modulator Type
(300A,034A) | LO | Range Modulator Description
(300A,034C) | SH | Beam Current Modulation ID
(300A,0350) | CS | Patient Support Type
(300A,0352) | SH | Patient Support ID
(300A,0354) | LO | Patient Support Accessory Code
(300A,0355) | LO | Tray Accessory Code
(300A,0356) | FL | Fixation Light Azimuthal Angle
(300A,0358) | FL | Fixation Light Polar Angle
(300A,035A) | FL | Meterset Rate
(300A,0360) | SQ | Range Shifter Settings Sequence
(300A,0362) | LO | Range Shifter Setting
(300A,0364) | FL | Isocenter to Range Shifter Distance
(300A,0366) | FL | Range Shifter Water Equivalent Thickness
(300A,0370) | SQ | Lateral Spreading Device Settings Sequence
(300A,0372) | LO | Lateral Spreading Device Setting
(300A,0374) | FL | Isocenter to Lateral Spreading Device Distance
(300A,0380) | SQ | Range Modulator Settings Sequence
(300A,0382) | FL | Range Modulator Gating Start Value
(300A,0384) | FL | Range Modulator Gating Stop Value
(300A,0386) | FL | Range Modulator Gating Start Water Equivalent Thickness
(300A,0388) | FL | Range Modulator Gating Stop Water Equivalent Thickness
(300A,038A) | FL | Isocenter to Range Modulator Distance
(300A,0390) | SH | Scan Spot Tune ID
(300A,0391) | IS | Scan Spot Prescribed Indices
(300A,0392) | IS | Number of Scan Spot Positions
(300A,0393) | CS | Scan Spot Reordered
(300A,0394) | FL | Scan Spot Position Map
(300A,0395) | CS | Scan Spot Reordering Allowed
(300A,0396) | FL | Scan Spot Meterset Weights
(300A,0398) | FL | Scanning Spot Size
(300A,039A) | IS | Number of Paintings
(300A,03A0) | SQ | Ion Tolerance Table Sequence
(300A,03A2) | SQ | Ion Beam Sequence
(300A,03A4) | SQ | Ion Beam Limiting Device Sequence
(300A,03A6) | SQ | Ion Block Sequence
(300A,03A8) | SQ | Ion Control Point Sequence
(300A,03AA) | SQ | Ion Wedge Sequence
(300A,03AC) | SQ | Ion Wedge Position Sequence
(300A,0401) | SQ | Referenced Setup Image Sequence
(300A,0402) | ST | Setup Image Comment
(300A,0410) | SQ | Motion Synchronization Sequence
(300A,0412) | FL | Control Point Orientation
(300A,0420) | SQ | General Accessory Sequence
(300A,0421) | SH | General Accessory ID
(300A,0422) | ST | General Accessory Description
(300A,0423) | CS | General Accessory Type
(300A,0424) | IS | General Accessory Number
(300A,0425) | FL | Source to General Accessory Distance
(300A,0431) | SQ | Applicator Geometry Sequence
(300A,0432) | CS | Applicator Aperture Shape
(300A,0433) | FL | Applicator Opening
(300A,0434) | FL | Applicator Opening X
(300A,0435) | FL | Applicator Opening Y
(300A,0436) | FL | Source to Applicator Mounting Position Distance
(300A,0440) | IS | Number of Block Slab Items
(300A,0441) | SQ | Block Slab Sequence
(300A,0442) | DS | Block Slab Thickness
(300A,0443) | US | Block Slab Number
(300A,0450) | SQ | Device Motion Control Sequence
(300A,0451) | CS | Device Motion Execution Mode
(300A,0452) | CS | Device Motion Observation Mode
(300A,0453) | SQ | Device Motion Parameter Code Sequence
(300A,0501) | FL | Distal Depth Fraction
(300A,0502) | FL | Distal Depth
(300A,0503) | FL | Nominal Range Modulation Fractions
(300A,0504) | FL | Nominal Range Modulated Region Depths
(300A,0505) | SQ | Depth Dose Parameters Sequence
(300A,0506) | SQ | Delivered Depth Dose Parameters Sequence
(300A,0507) | FL | Delivered Distal Depth Fraction
(300A,0508) | FL | Delivered Distal Depth
(300A,0509) | FL | Delivered Nominal Range Modulation Fractions
(300A,0510) | FL | Delivered Nominal Range Modulated Region Depths
(300A,0511) | CS | Delivered Reference Dose Definition
(300A,0512) | CS | Reference Dose Definition
(300C,0002) | SQ | Referenced RT Plan Sequence
(300C,0004) | SQ | Referenced Beam Sequence
(300C,0006) | IS | Referenced Beam Number
(300C,0007) | IS | Referenced Reference Image Number
(300C,0008) | DS | Start Cumulative Meterset Weight
(300C,0009) | DS | End Cumulative Meterset Weight
(300C,000A) | SQ | Referenced Brachy Application Setup Sequence
(300C,000C) | IS | Referenced Brachy Application Setup Number
(300C,000E) | IS | Referenced Source Number
(300C,0020) | SQ | Referenced Fraction Group Sequence
(300C,0022) | IS | Referenced Fraction Group Number
(300C,0040) | SQ | Referenced Verification Image Sequence
(300C,0042) | SQ | Referenced Reference Image Sequence
(300C,0050) | SQ | Referenced Dose Reference Sequence
(300C,0051) | IS | Referenced Dose Reference Number
(300C,0055) | SQ | Brachy Referenced Dose Reference Sequence
(300C,0060) | SQ | Referenced Structure Set Sequence
(300C,006A) | IS | Referenced Patient Setup Number
(300C,0080) | SQ | Referenced Dose Sequence
(300C,00A0) | IS | Referenced Tolerance Table Number
(300C,00B0) | SQ | Referenced Bolus Sequence
(300C,00C0) | IS | Referenced Wedge Number
(300C,00D0) | IS | Referenced Compensator Number
(300C,00E0) | IS | Referenced Block Number
(300C,00F0) | IS | Referenced Control Point Index
(300C,00F2) | SQ | Referenced Control Point Sequence
(300C,00F4) | IS | Referenced Start Control Point Index
(300C,00F6) | IS | Referenced Stop Control Point Index
(300C,0100) | IS | Referenced Range Shifter Number
(300C,0102) | IS | Referenced Lateral Spreading Device Number
(300C,0104) | IS | Referenced Range Modulator Number
(300C,0111) | SQ | Omitted Beam Task Sequence
(300C,0112) | CS | Reason for Omission
(300C,0113) | LO | Reason for Omission Description
(300E,0002) | CS | Approval Status
(300E,0004) | DA | Review Date
(300E,0005) | TM | Review Time
(300E,0008) | PN | Reviewer Name
(4000,0010) | LT | Arbitrary | Retired
(4000,4000) | LT | Text Comments | Retired
(4008,0040) | SH | Results ID | Retired
(4008,0042) | LO | Results ID Issuer | Retired
(4008,0050) | SQ | Referenced Interpretation Sequence | Retired
(4008,00FF) | CS | Report Production Status (Trial) | Retired
(4008,0100) | DA | Interpretation Recorded Date | Retired
(4008,0101) | TM | Interpretation Recorded Time | Retired
(4008,0102) | PN | Interpretation Recorder | Retired
(4008,0103) | LO | Reference to Recorded Sound | Retired
(4008,0108) | DA | Interpretation Transcription Date | Retired
(4008,0109) | TM | Interpretation Transcription Time | Retired
(4008,010A) | PN | Interpretation Transcriber | Retired
(4008,010B) | ST | Interpretation Text | Retired
(4008,010C) | PN | Interpretation Author | Retired
(4008,0111) | SQ | Interpretation Approver Sequence | Retired
(4008,0112) | DA | Interpretation Approval Date | Retired
(4008,0113) | TM | Interpretation Approval Time | Retired
(4008,0114) | PN | Physician Approving Interpretation | Retired
(4008,0115) | LT | Interpretation Diagnosis Description | Retired
(4008,0117) | SQ | Interpretation Diagnosis Code Sequence | Retired
(4008,0118) | SQ | Results Distribution List Sequence | Retired
(4008,0119) | PN | Distribution Name | Retired
(4008,011A) | LO | Distribution Address | Retired
(4008,0200) | SH | Interpretation ID | Retired
(4008,0202) | LO | Interpretation ID Issuer | Retired
(4008,0210) | CS | Interpretation Type ID | Retired
(4008,0212) | CS | Interpretation Status ID | Retired
(4008,0300) | ST | Impressions | Retired
(4008,4000) | ST | Results Comments | Retired
(4010,0001) | CS | Low Energy Detectors
(4010,0002) | CS | High Energy Detectors
(4010,0004) | SQ | Detector Geometry Sequence
(4010,1001) | SQ | Threat ROI Voxel Sequence
(4010,1004) | FL | Threat ROI Base
(4010,1005) | FL | Threat ROI Extents
(4010,1006) | OB | Threat ROI Bitmap
(4010,1007) | SH | Route Segment ID
(4010,1008) | CS | Gantry Type
(4010,1009) | CS | OOI Owner Type
(4010,100A) | SQ | Route Segment Sequence
(4010,1010) | US | Potential Threat Object ID
(4010,1011) | SQ | Threat Sequence
(4010,1012) | CS | Threat Category
(4010,1013) | LT | Threat Category Description
(4010,1014) | CS | ATD Ability Assessment
(4010,1015) | CS | ATD Assessment Flag
(4010,1016) | FL | ATD Assessment Probability
(4010,1017) | FL | Mass
(4010,1018) | FL | Density
(4010,1019) | FL | Z Effective
(4010,101A) | SH | Boarding Pass ID
(4010,101B) | FL | Center of Mass
(4010,101C) | FL | Center of PTO
(4010,101D) | FL | Bounding Polygon
(4010,101E) | SH | Route Segment Start Location ID
(4010,101F) | SH | Route Segment End Location ID
(4010,1020) | CS | Route Segment Location ID Type
(4010,1021) | CS | Abort Reason
(4010,1023) | FL | Volume of PTO
(4010,1024) | CS | Abort Flag
(4010,1025) | DT | Route Segment Start Time
(4010,1026) | DT | Route Segment End Time
(4010,1027) | CS | TDR Type
(4010,1028) | CS | International Route Segment
(4010,1029) | LO | Threat Detection Algorithm and Version
(4010,102A) | SH | Assigned Location
(4010,102B) | DT | Alarm Decision Time
(4010,1031) | CS | Alarm Decision
(4010,1033) | US | Number of Total Objects
(4010,1034) | US | Number of Alarm Objects
(4010,1037) | SQ | PTO Representation Sequence
(4010,1038) | SQ | ATD Assessment Sequence
(4010,1039) | CS | TIP Type
(4010,103A) | CS | Version
(4010,1041) | DT | OOI Owner Creation Time
(4010,1042) | CS | OOI Type
(4010,1043) | FL | OOI Size
(4010,1044) | CS | Acquisition Status
(4010,1045) | SQ | Basis Materials Code Sequence
(4010,1046) | CS | Phantom Type
(4010,1047) | SQ | OOI Owner Sequence
(4010,1048) | CS | Scan Type
(4010,1051) | LO | Itinerary ID
(4010,1052) | SH | Itinerary ID Type
(4010,1053) | LO | Itinerary ID Assigning Authority
(4010,1054) | SH | Route ID
(4010,1055) | SH | Route ID Assigning Authority
(4010,1056) | CS | Inbound Arrival Type
(4010,1058) | SH | Carrier ID
(4010,1059) | CS | Carrier ID Assigning Authority
(4010,1060) | FL | Source Orientation
(4010,1061) | FL | Source Position
(4010,1062) | FL | Belt Height
(4010,1064) | SQ | Algorithm Routing Code Sequence
(4010,1067) | CS | Transport Classification
(4010,1068) | LT | OOI Type Descriptor
(4010,1069) | FL | Total Processing Time
(4010,106C) | OB | Detector Calibration Data
(4010,106D) | CS | Additional Screening Performed
(4010,106E) | CS | Additional Inspection Selection Criteria
(4010,106F) | SQ | Additional Inspection Method Sequence
(4010,1070) | CS | AIT Device Type
(4010,1071) | SQ | QR Measurements Sequence
(4010,1072) | SQ | Target Material Sequence
(4010,1073) | FD | SNR Threshold
(4010,1075) | DS | Image Scale Representation
(4010,1076) | SQ | Referenced PTO Sequence
(4010,1077) | SQ | Referenced TDR Instance Sequence
(4010,1078) | ST | PTO Location Description
(4010,1079) | SQ | Anomaly Locator Indicator Sequence
(4010,107A) | FL | Anomaly Locator Indicator
(4010,107B) | SQ | PTO Region Sequence
(4010,107C) | CS | Inspection Selection Criteria
(4010,107D) | SQ | Secondary Inspection Method Sequence
(4010,107E) | DS | PRCS to RCS Orientation
(4FFE,0001) | SQ | MAC Parameters Sequence
(50xx,0005) | US | Curve Dimensions | Retired
(50xx,0010) | US | Number of Points | Retired
(50xx,0020) | CS | Type of Data | Retired
(50xx,0022) | LO | Curve Description | Retired
(50xx,0030) | SH | Axis Units | Retired
(50xx,0040) | SH | Axis Labels | Retired
(50xx,0103) | US | Data Value Representation | Retired
(50xx,0104) | US | Minimum Coordinate Value | Retired
(50xx,0105) | US | Maximum Coordinate Value | Retired
(50xx,0106) | SH | Curve Range | Retired
(50xx,0110) | US | Curve Data Descriptor | Retired
(50xx,0112) | US | Coordinate Start Value | Retired
(50xx,0114) | US | Coordinate Step Value | Retired
(50xx,1001) | CS | Curve Activation Layer | Retired
(50xx,2000) | US | Audio Type | Retired
(50xx,2002) | US | Audio Sample Format | Retired
(50xx,2004) | US | Number of Channels | Retired
(50xx,2006) | UL | Number of Samples | Retired
(50xx,2008) | UL | Sample Rate | Retired
(50xx,200A) | UL | Total Time | Retired
(50xx,200C) | OB or OW | Audio Sample Data | Retired
(50xx,200E) | LT | Audio Comments | Retired
(50xx,2500) | LO | Curve Label | Retired
(50xx,2600) | SQ | Curve Referenced Overlay Sequence | Retired
(50xx,2610) | US | Curve Referenced Overlay Group | Retired
(50xx,3000) | OB or OW | Curve Data | Retired
(5200,9229) | SQ | Shared Functional Groups Sequence
(5200,9230) | SQ | Per-frame Functional Groups Sequence
(5400,0100) | SQ | Waveform Sequence
(5400,0110) | OB or OW | Channel Minimum Value
(5400,0112) | OB or OW | Channel Maximum Value
(5400,1004) | US | Waveform Bits Allocated
(5400,1006) | CS | Waveform Sample Interpretation
(5400,100A) | OB or OW | Waveform Padding Value
(5400,1010) | OB or OW | Waveform Data
(5600,0010) | OF | First Order Phase Correction Angle
(5600,0020) | OF | Spectroscopy Data
(60xx,0010) | US | Overlay Rows
(60xx,0011) | US | Overlay Columns
(60xx,0012) | US | Overlay Planes | Retired
(60xx,0015) | IS | Number of Frames in Overlay
(60xx,0022) | LO | Overlay Description
(60xx,0040) | CS | Overlay Type
(60xx,0045) | LO | Overlay Subtype
(60xx,0050) | SS | Overlay Origin
(60xx,0051) | US | Image Frame Origin
(60xx,0052) | US | Overlay Plane Origin | Retired
(60xx,0060) | CS | Overlay Compression Code | Retired
(60xx,0061) | SH | Overlay Compression Originator | Retired
(60xx,0062) | SH | Overlay Compression Label | Retired
(60xx,0063) | CS | Overlay Compression Description | Retired
(60xx,0066) | AT | Overlay Compression Step Pointers | Retired
(60xx,0068) | US | Overlay Repeat Interval | Retired
(60xx,0069) | US | Overlay Bits Grouped | Retired
(60xx,0100) | US | Overlay Bits Allocated
(60xx,0102) | US | Overlay Bit Position
(60xx,0110) | CS | Overlay Format | Retired
(60xx,0200) | US | Overlay Location | Retired
(60xx,0800) | CS | Overlay Code Label | Retired
(60xx,0802) | US | Overlay Number of Tables | Retired
(60xx,0803) | AT | Overlay Code Table Location | Retired
(60xx,0804) | US | Overlay Bits For Code Word | Retired
(60xx,1001) | CS | Overlay Activation Layer
(60xx,1100) | US | Overlay Descriptor - Gray | Retired
(60xx,1101) | US | Overlay Descriptor - Red | Retired
(60xx,1102) | US | Overlay Descriptor - Green | Retired
(60xx,1103) | US | Overlay Descriptor - Blue | Retired
(60xx,1200) | US | Overlays - Gray | Retired
(60xx,1201) | US | Overlays - Red | Retired
(60xx,1202) | US | Overlays - Green | Retired
(60xx,1203) | US | Overlays - Blue | Retired
(60xx,1301) | IS | ROI Area
(60xx,1302) | DS | ROI Mean
(60xx,1303) | DS | ROI Standard Deviation
(60xx,1500) | LO | Overlay Label
(60xx,3000) | OB or OW | Overlay Data
(60xx,4000) | LT | Overlay Comments | Retired
(7FE0,0008) | OF | Float Pixel Data
(7FE0,0009) | OD | Double Float Pixel Data
(7FE0,0010) | OB or OW | Pixel Data
(7FE0,0020) | OW | Coefficients SDVN | Retired
(7FE0,0030) | OW | Coefficients SDHN | Retired
(7FE0,0040) | OW | Coefficients SDDN | Retired
(7Fxx,0010) | OB or OW | Variable Pixel Data | Retired
(7Fxx,0011) | US | Variable Next Data Group | Retired
(7Fxx,0020) | OW | Variable Coefficients SDVN | Retired
(7Fxx,0030) | OW | Variable Coefficients SDHN | Retired
(7Fxx,0040) | OW | Variable Coefficients SDDN | Retired
(FFFA,FFFA) | SQ | Digital Signatures Sequence
(FFFC,FFFC) | OB | Data Set Trailing Padding
(FFFE,E000) |  | Item
(FFFE,E00D) |  | Item Delimitation Item
(FFFE,E0DD) |  | Sequence Delimitation Item

## Active
Group | Element | Value Representation | Name
0002 | 0000 | UL | File Meta Information Group Length
0002 | 0001 | OB | File Meta Information Version
0002 | 0002 | UI | Media Storage SOP Class UID
0002 | 0003 | UI | Media Storage SOP Instance UID
0002 | 0010 | UI | Transfer Syntax UID
0002 | 0012 | UI | Implementation Class UID
0002 | 0013 | SH | Implementation Version Name
0002 | 0016 | AE | Source Application Entity Title
0002 | 0017 | AE | Sending Application Entity Title
0002 | 0018 | AE | Receiving Application Entity Title
0002 | 0100 | UI | Private Information Creator UID
0002 | 0102 | OB | Private Information
0004 | 1130 | CS | File-set ID
0004 | 1141 | CS | File-set Descriptor File ID
0004 | 1142 | CS | Specific Character Set of File-set Descriptor File
0004 | 1200 | UL | Offset of the First Directory Record of the Root Directory Entity
0004 | 1202 | UL | Offset of the Last Directory Record of the Root Directory Entity
0004 | 1212 | US | File-set Consistency Flag
0004 | 1220 | SQ | Directory Record Sequence
0004 | 1400 | UL | Offset of the Next Directory Record
0004 | 1410 | US | Record In-use Flag
0004 | 1420 | UL | Offset of Referenced Lower-Level Directory Entity
0004 | 1430 | CS | Directory Record Type
0004 | 1432 | UI | Private Record UID
0004 | 1500 | CS | Referenced File ID
0004 | 1510 | UI | Referenced SOP Class UID in File
0004 | 1511 | UI | Referenced SOP Instance UID in File
0004 | 1512 | UI | Referenced Transfer Syntax UID in File
0004 | 151A | UI | Referenced Related General SOP Class UID in File
0008 | 0005 | CS | Specific Character Set
0008 | 0006 | SQ | Language Code Sequence
0008 | 0008 | CS | Image Type
0008 | 0012 | DA | Instance Creation Date
0008 | 0013 | TM | Instance Creation Time
0008 | 0014 | UI | Instance Creator UID
0008 | 0015 | DT | Instance Coercion DateTime
0008 | 0016 | UI | SOP Class UID
0008 | 0018 | UI | SOP Instance UID
0008 | 001A | UI | Related General SOP Class UID
0008 | 001B | UI | Original Specialized SOP Class UID
0008 | 0020 | DA | Study Date
0008 | 0021 | DA | Series Date
0008 | 0022 | DA | Acquisition Date
0008 | 0023 | DA | Content Date
0008 | 002A | DT | Acquisition DateTime
0008 | 0030 | TM | Study Time
0008 | 0031 | TM | Series Time
0008 | 0032 | TM | Acquisition Time
0008 | 0033 | TM | Content Time
0008 | 0050 | SH | Accession Number
0008 | 0051 | SQ | Issuer of Accession Number Sequence
0008 | 0052 | CS | Query/Retrieve Level
0008 | 0053 | CS | Query/Retrieve View
0008 | 0054 | AE | Retrieve AE Title
0008 | 0055 | AE | Station AE Title
0008 | 0056 | CS | Instance Availability
0008 | 0058 | UI | Failed SOP Instance UID List
0008 | 0060 | CS | Modality
0008 | 0061 | CS | Modalities in Study
0008 | 0062 | UI | SOP Classes in Study
0008 | 0064 | CS | Conversion Type
0008 | 0068 | CS | Presentation Intent Type
0008 | 0070 | LO | Manufacturer
0008 | 0080 | LO | Institution Name
0008 | 0081 | ST | Institution Address
0008 | 0082 | SQ | Institution Code Sequence
0008 | 0090 | PN | Referring Physician's Name
0008 | 0092 | ST | Referring Physician's Address
0008 | 0094 | SH | Referring Physician's Telephone Numbers
0008 | 0096 | SQ | Referring Physician Identification Sequence
0008 | 009C | PN | Consulting Physician's Name
0008 | 009D | SQ | Consulting Physician Identification Sequence
0008 | 0100 | SH | Code Value
0008 | 0101 | LO | Extended Code Value
0008 | 0102 | SH | Coding Scheme Designator
0008 | 0103 | SH | Coding Scheme Version
0008 | 0104 | LO | Code Meaning
0008 | 0105 | CS | Mapping Resource
0008 | 0106 | DT | Context Group Version
0008 | 0107 | DT | Context Group Local Version
0008 | 0108 | LT | Extended Code Meaning
0008 | 010B | CS | Context Group Extension Flag
0008 | 010C | UI | Coding Scheme UID
0008 | 010D | UI | Context Group Extension Creator UID
0008 | 010F | CS | Context Identifier
0008 | 0110 | SQ | Coding Scheme Identification Sequence
0008 | 0112 | LO | Coding Scheme Registry
0008 | 0114 | ST | Coding Scheme External ID
0008 | 0115 | ST | Coding Scheme Name
0008 | 0116 | ST | Coding Scheme Responsible Organization
0008 | 0117 | UI | Context UID
0008 | 0118 | UI | Mapping Resource UID
0008 | 0119 | UC | Long Code Value
0008 | 0120 | UR | URN Code Value
0008 | 0121 | SQ | Equivalent Code Sequence
0008 | 0122 | LO | Mapping Resource Name
0008 | 0123 | SQ | Context Group Identification Sequence
0008 | 0124 | SQ | Mapping Resource Identification Sequence
0008 | 0201 | SH | Timezone Offset From UTC
0008 | 0300 | SQ | Private Data Element Characteristics Sequence
0008 | 0301 | US | Private Group Reference
0008 | 0302 | LO | Private Creator Reference
0008 | 0303 | CS | Block Identifying Information Status
0008 | 0304 | US | Nonidentifying Private Elements
0008 | 0306 | US | Identifying Private Elements
0008 | 0305 | SQ | Deidentification Action Sequence
0008 | 0307 | CS | Deidentification Action
0008 | 1010 | SH | Station Name
0008 | 1030 | LO | Study Description
0008 | 1032 | SQ | Procedure Code Sequence
0008 | 103E | LO | Series Description
0008 | 103F | SQ | Series Description Code Sequence
0008 | 1040 | LO | Institutional Department Name
0008 | 1048 | PN | Physicians) of Record
0008 | 1049 | SQ | Physicians) of Record Identification Sequence
0008 | 1050 | PN | Performing Physician's Name
0008 | 1052 | SQ | Performing Physician Identification Sequence
0008 | 1060 | PN | Name of Physicians) Reading Study
0008 | 1062 | SQ | Physicians) Reading Study Identification Sequence
0008 | 1070 | PN | Operators' Name
0008 | 1072 | SQ | Operator Identification Sequence
0008 | 1080 | LO | Admitting Diagnoses Description
0008 | 1084 | SQ | Admitting Diagnoses Code Sequence
0008 | 1090 | LO | Manufacturer's Model Name
0008 | 1110 | SQ | Referenced Study Sequence
0008 | 1111 | SQ | Referenced Performed Procedure Step Sequence
0008 | 1115 | SQ | Referenced Series Sequence
0008 | 1120 | SQ | Referenced Patient Sequence
0008 | 1125 | SQ | Referenced Visit Sequence
0008 | 1134 | SQ | Referenced Stereometric Instance Sequence
0008 | 113A | SQ | Referenced Waveform Sequence
0008 | 1140 | SQ | Referenced Image Sequence
0008 | 114A | SQ | Referenced Instance Sequence
0008 | 114B | SQ | Referenced Real World Value Mapping Instance Sequence
0008 | 1150 | UI | Referenced SOP Class UID
0008 | 1155 | UI | Referenced SOP Instance UID
0008 | 115A | UI | SOP Classes Supported
0008 | 1160 | IS | Referenced Frame Number
0008 | 1161 | UL | Simple Frame List
0008 | 1162 | UL | Calculated Frame List
0008 | 1163 | FD | Time Range
0008 | 1164 | SQ | Frame Extraction Sequence
0008 | 1167 | UI | Multi-frame Source SOP Instance UID
0008 | 1190 | UR | Retrieve URL
0008 | 1195 | UI | Transaction UID
0008 | 1196 | US | Warning Reason
0008 | 1197 | US | Failure Reason
0008 | 1198 | SQ | Failed SOP Sequence
0008 | 1199 | SQ | Referenced SOP Sequence
0008 | 119A | SQ | Other Failures Sequence
0008 | 1200 | SQ | Studies Containing Other Referenced Instances Sequence
0008 | 1250 | SQ | Related Series Sequence
0008 | 2111 | ST | Derivation Description
0008 | 2112 | SQ | Source Image Sequence
0008 | 2120 | SH | Stage Name
0008 | 2122 | IS | Stage Number
0008 | 2124 | IS | Number of Stages
0008 | 2127 | SH | View Name
0008 | 2128 | IS | View Number
0008 | 2129 | IS | Number of Event Timers
0008 | 212A | IS | Number of Views in Stage
0008 | 2130 | DS | Event Elapsed Times)
0008 | 2132 | LO | Event Timer Names)
0008 | 2133 | SQ | Event Timer Sequence
0008 | 2134 | FD | Event Time Offset
0008 | 2135 | SQ | Event Code Sequence
0008 | 2142 | IS | Start Trim
0008 | 2143 | IS | Stop Trim
0008 | 2144 | IS | Recommended Display Frame Rate
0008 | 2218 | SQ | Anatomic Region Sequence
0008 | 2220 | SQ | Anatomic Region Modifier Sequence
0008 | 2228 | SQ | Primary Anatomic Structure Sequence
0008 | 2229 | SQ | Anatomic Structure | Space or Region Sequence
0008 | 2230 | SQ | Primary Anatomic Structure Modifier Sequence
0008 | 3001 | SQ | Alternate Representation Sequence
0008 | 3010 | UI | Irradiation Event UID
0008 | 3011 | SQ | Source Irradiation Event Sequence
0008 | 3012 | UI | Radiopharmaceutical Administration Event UID
0008 | 9007 | CS | Frame Type
0008 | 9092 | SQ | Referenced Image Evidence Sequence
0008 | 9121 | SQ | Referenced Raw Data Sequence
0008 | 9123 | UI | Creator-Version UID
0008 | 9124 | SQ | Derivation Image Sequence
0008 | 9154 | SQ | Source Image Evidence Sequence
0008 | 9205 | CS | Pixel Presentation
0008 | 9206 | CS | Volumetric Properties
0008 | 9207 | CS | Volume Based Calculation Technique
0008 | 9208 | CS | Complex Image Component
0008 | 9209 | CS | Acquisition Contrast
0008 | 9215 | SQ | Derivation Code Sequence
0008 | 9237 | SQ | Referenced Presentation State Sequence
0008 | 9410 | SQ | Referenced Other Plane Sequence
0008 | 9458 | SQ | Frame Display Sequence
0008 | 9459 | FL | Recommended Display Frame Rate in Float
0008 | 9460 | CS | Skip Frame Range Flag
0010 | 0010 | PN | Patient's Name
0010 | 0020 | LO | Patient ID
0010 | 0021 | LO | Issuer of Patient ID
0010 | 0022 | CS | Type of Patient ID
0010 | 0024 | SQ | Issuer of Patient ID Qualifiers Sequence
0010 | 0026 | SQ | Source Patient Group Identification Sequence
0010 | 0027 | SQ | Group of Patients Identification Sequence
0010 | 0028 | US | Subject Relative Position in Image
0010 | 0030 | DA | Patient's Birth Date
0010 | 0032 | TM | Patient's Birth Time
0010 | 0033 | LO | Patient's Birth Date in Alternative Calendar
0010 | 0034 | LO | Patient's Death Date in Alternative Calendar
0010 | 0035 | CS | Patient's Alternative Calendar
0010 | 0040 | CS | Patient's Sex
0010 | 0050 | SQ | Patient's Insurance Plan Code Sequence
0010 | 0101 | SQ | Patient's Primary Language Code Sequence
0010 | 0102 | SQ | Patient's Primary Language Modifier Code Sequence
0010 | 0200 | CS | Quality Control Subject
0010 | 0201 | SQ | Quality Control Subject Type Code Sequence
0010 | 0212 | UC | Strain Description
0010 | 0213 | LO | Strain Nomenclature
0010 | 0214 | LO | Strain Stock Number
0010 | 0215 | SQ | Strain Source Registry Code Sequence
0010 | 0216 | SQ | Strain Stock Sequence
0010 | 0217 | LO | Strain Source
0010 | 0218 | UT | Strain Additional Information
0010 | 0219 | SQ | Strain Code Sequence
0010 | 1000 | LO | Other Patient IDs
0010 | 1001 | PN | Other Patient Names
0010 | 1002 | SQ | Other Patient IDs Sequence
0010 | 1005 | PN | Patient's Birth Name
0010 | 1010 | AS | Patient's Age
0010 | 1020 | DS | Patient's Size
0010 | 1021 | SQ | Patient's Size Code Sequence
0010 | 1030 | DS | Patient's Weight
0010 | 1040 | LO | Patient's Address
0010 | 1060 | PN | Patient's Mother's Birth Name
0010 | 1080 | LO | Military Rank
0010 | 1081 | LO | Branch of Service
0010 | 1090 | LO | Medical Record Locator
0010 | 1100 | SQ | Referenced Patient Photo Sequence
0010 | 2000 | LO | Medical Alerts
0010 | 2110 | LO | Allergies
0010 | 2150 | LO | Country of Residence
0010 | 2152 | LO | Region of Residence
0010 | 2154 | SH | Patient's Telephone Numbers
0010 | 2155 | LT | Patient's Telecom Information
0010 | 2160 | SH | Ethnic Group
0010 | 2180 | SH | Occupation
0010 | 21A0 | CS | Smoking Status
0010 | 21B0 | LT | Additional Patient History
0010 | 21C0 | US | Pregnancy Status
0010 | 21D0 | DA | Last Menstrual Date
0010 | 21F0 | LO | Patient's Religious Preference
0010 | 2201 | LO | Patient Species Description
0010 | 2202 | SQ | Patient Species Code Sequence
0010 | 2203 | CS | Patient's Sex Neutered
0010 | 2210 | CS | Anatomical Orientation Type
0010 | 2292 | LO | Patient Breed Description
0010 | 2293 | SQ | Patient Breed Code Sequence
0010 | 2294 | SQ | Breed Registration Sequence
0010 | 2295 | LO | Breed Registration Number
0010 | 2296 | SQ | Breed Registry Code Sequence
0010 | 2297 | PN | Responsible Person
0010 | 2298 | CS | Responsible Person Role
0010 | 2299 | LO | Responsible Organization
0010 | 4000 | LT | Patient Comments
0010 | 9431 | FL | Examined Body Thickness
0012 | 0010 | LO | Clinical Trial Sponsor Name
0012 | 0020 | LO | Clinical Trial Protocol ID
0012 | 0021 | LO | Clinical Trial Protocol Name
0012 | 0030 | LO | Clinical Trial Site ID
0012 | 0031 | LO | Clinical Trial Site Name
0012 | 0040 | LO | Clinical Trial Subject ID
0012 | 0042 | LO | Clinical Trial Subject Reading ID
0012 | 0050 | LO | Clinical Trial Time Point ID
0012 | 0051 | ST | Clinical Trial Time Point Description
0012 | 0060 | LO | Clinical Trial Coordinating Center Name
0012 | 0062 | CS | Patient Identity Removed
0012 | 0063 | LO | De-identification Method
0012 | 0064 | SQ | De-identification Method Code Sequence
0012 | 0071 | LO | Clinical Trial Series ID
0012 | 0072 | LO | Clinical Trial Series Description
0012 | 0081 | LO | Clinical Trial Protocol Ethics Committee Name
0012 | 0082 | LO | Clinical Trial Protocol Ethics Committee Approval Number
0012 | 0083 | SQ | Consent for Clinical Trial Use Sequence
0012 | 0084 | CS | Distribution Type
0012 | 0085 | CS | Consent for Distribution Flag
0014 | 0025 | ST | Component Manufacturing Procedure
0014 | 0028 | ST | Component Manufacturer
0014 | 0030 | DS | Material Thickness
0014 | 0032 | DS | Material Pipe Diameter
0014 | 0034 | DS | Material Isolation Diameter
0014 | 0042 | ST | Material Grade
0014 | 0044 | ST | Material Properties Description
0014 | 0046 | LT | Material Notes
0014 | 0050 | CS | Component Shape
0014 | 0052 | CS | Curvature Type
0014 | 0054 | DS | Outer Diameter
0014 | 0056 | DS | Inner Diameter
0014 | 0100 | LO | Component Welder IDs
0014 | 0101 | CS | Secondary Approval Status
0014 | 0102 | DA | Secondary Review Date
0014 | 0103 | TM | Secondary Review Time
0014 | 0104 | PN | Secondary Reviewer Name
0014 | 0105 | ST | Repair ID
0014 | 0106 | SQ | Multiple Component Approval Sequence
0014 | 0107 | CS | Other Approval Status
0014 | 0108 | CS | Other Secondary Approval Status
0014 | 1010 | ST | Actual Environmental Conditions
0014 | 1020 | DA | Expiry Date
0014 | 1040 | ST | Environmental Conditions
0014 | 2002 | SQ | Evaluator Sequence
0014 | 2004 | IS | Evaluator Number
0014 | 2006 | PN | Evaluator Name
0014 | 2008 | IS | Evaluation Attempt
0014 | 2012 | SQ | Indication Sequence
0014 | 2014 | IS | Indication Number
0014 | 2016 | SH | Indication Label
0014 | 2018 | ST | Indication Description
0014 | 201A | CS | Indication Type
0014 | 201C | CS | Indication Disposition
0014 | 201E | SQ | Indication ROI Sequence
0014 | 2030 | SQ | Indication Physical Property Sequence
0014 | 2032 | SH | Property Label
0014 | 2202 | IS | Coordinate System Number of Axes
0014 | 2204 | SQ | Coordinate System Axes Sequence
0014 | 2206 | ST | Coordinate System Axis Description
0014 | 2208 | CS | Coordinate System Data Set Mapping
0014 | 220A | IS | Coordinate System Axis Number
0014 | 220C | CS | Coordinate System Axis Type
0014 | 220E | CS | Coordinate System Axis Units
0014 | 2210 | OB | Coordinate System Axis Values
0014 | 2220 | SQ | Coordinate System Transform Sequence
0014 | 2222 | ST | Transform Description
0014 | 2224 | IS | Transform Number of Axes
0014 | 2226 | IS | Transform Order of Axes
0014 | 2228 | CS | Transformed Axis Units
0014 | 222A | DS | Coordinate System Transform Rotation and Scale Matrix
0014 | 222C | DS | Coordinate System Transform Translation Matrix
0014 | 3011 | DS | Internal Detector Frame Time
0014 | 3012 | DS | Number of Frames Integrated
0014 | 3020 | SQ | Detector Temperature Sequence
0014 | 3022 | ST | Sensor Name
0014 | 3024 | DS | Horizontal Offset of Sensor
0014 | 3026 | DS | Vertical Offset of Sensor
0014 | 3028 | DS | Sensor Temperature
0014 | 3040 | SQ | Dark Current Sequence
0014 | 3050 | OB or OW | Dark Current Counts
0014 | 3060 | SQ | Gain Correction Reference Sequence
0014 | 3070 | OB or OW | Air Counts
0014 | 3071 | DS | KV Used in Gain Calibration
0014 | 3072 | DS | MA Used in Gain Calibration
0014 | 3073 | DS | Number of Frames Used for Integration
0014 | 3074 | LO | Filter Material Used in Gain Calibration
0014 | 3075 | DS | Filter Thickness Used in Gain Calibration
0014 | 3076 | DA | Date of Gain Calibration
0014 | 3077 | TM | Time of Gain Calibration
0014 | 3080 | OB | Bad Pixel Image
0014 | 3099 | LT | Calibration Notes
0014 | 4002 | SQ | Pulser Equipment Sequence
0014 | 4004 | CS | Pulser Type
0014 | 4006 | LT | Pulser Notes
0014 | 4008 | SQ | Receiver Equipment Sequence
0014 | 400A | CS | Amplifier Type
0014 | 400C | LT | Receiver Notes
0014 | 400E | SQ | Pre-Amplifier Equipment Sequence
0014 | 400F | LT | Pre-Amplifier Notes
0014 | 4010 | SQ | Transmit Transducer Sequence
0014 | 4011 | SQ | Receive Transducer Sequence
0014 | 4012 | US | Number of Elements
0014 | 4013 | CS | Element Shape
0014 | 4014 | DS | Element Dimension A
0014 | 4015 | DS | Element Dimension B
0014 | 4016 | DS | Element Pitch A
0014 | 4017 | DS | Measured Beam Dimension A
0014 | 4018 | DS | Measured Beam Dimension B
0014 | 4019 | DS | Location of Measured Beam Diameter
0014 | 401A | DS | Nominal Frequency
0014 | 401B | DS | Measured Center Frequency
0014 | 401C | DS | Measured Bandwidth
0014 | 401D | DS | Element Pitch B
0014 | 4020 | SQ | Pulser Settings Sequence
0014 | 4022 | DS | Pulse Width
0014 | 4024 | DS | Excitation Frequency
0014 | 4026 | CS | Modulation Type
0014 | 4028 | DS | Damping
0014 | 4030 | SQ | Receiver Settings Sequence
0014 | 4031 | DS | Acquired Soundpath Length
0014 | 4032 | CS | Acquisition Compression Type
0014 | 4033 | IS | Acquisition Sample Size
0014 | 4034 | DS | Rectifier Smoothing
0014 | 4035 | SQ | DAC Sequence
0014 | 4036 | CS | DAC Type
0014 | 4038 | DS | DAC Gain Points
0014 | 403A | DS | DAC Time Points
0014 | 403C | DS | DAC Amplitude
0014 | 4040 | SQ | Pre-Amplifier Settings Sequence
0014 | 4050 | SQ | Transmit Transducer Settings Sequence
0014 | 4051 | SQ | Receive Transducer Settings Sequence
0014 | 4052 | DS | Incident Angle
0014 | 4054 | ST | Coupling Technique
0014 | 4056 | ST | Coupling Medium
0014 | 4057 | DS | Coupling Velocity
0014 | 4058 | DS | Probe Center Location X
0014 | 4059 | DS | Probe Center Location Z
0014 | 405A | DS | Sound Path Length
0014 | 405C | ST | Delay Law Identifier
0014 | 4060 | SQ | Gate Settings Sequence
0014 | 4062 | DS | Gate Threshold
0014 | 4064 | DS | Velocity of Sound
0014 | 4070 | SQ | Calibration Settings Sequence
0014 | 4072 | ST | Calibration Procedure
0014 | 4074 | SH | Procedure Version
0014 | 4076 | DA | Procedure Creation Date
0014 | 4078 | DA | Procedure Expiration Date
0014 | 407A | DA | Procedure Last Modified Date
0014 | 407C | TM | Calibration Time
0014 | 407E | DA | Calibration Date
0014 | 4080 | SQ | Probe Drive Equipment Sequence
0014 | 4081 | CS | Drive Type
0014 | 4082 | LT | Probe Drive Notes
0014 | 4083 | SQ | Drive Probe Sequence
0014 | 4084 | DS | Probe Inductance
0014 | 4085 | DS | Probe Resistance
0014 | 4086 | SQ | Receive Probe Sequence
0014 | 4087 | SQ | Probe Drive Settings Sequence
0014 | 4088 | DS | Bridge Resistors
0014 | 4089 | DS | Probe Orientation Angle
0014 | 408B | DS | User Selected Gain Y
0014 | 408C | DS | User Selected Phase
0014 | 408D | DS | User Selected Offset X
0014 | 408E | DS | User Selected Offset Y
0014 | 4091 | SQ | Channel Settings Sequence
0014 | 4092 | DS | Channel Threshold
0014 | 409A | SQ | Scanner Settings Sequence
0014 | 409B | ST | Scan Procedure
0014 | 409C | DS | Translation Rate X
0014 | 409D | DS | Translation Rate Y
0014 | 409F | DS | Channel Overlap
0014 | 40A0 | LO | Image Quality Indicator Type
0014 | 40A1 | LO | Image Quality Indicator Material
0014 | 40A2 | LO | Image Quality Indicator Size
0014 | 5002 | IS | LINAC Energy
0014 | 5004 | IS | LINAC Output
0014 | 5100 | US | Active Aperture
0014 | 5101 | DS | Total Aperture
0014 | 5102 | DS | Aperture Elevation
0014 | 5103 | DS | Main Lobe Angle
0014 | 5104 | DS | Main Roof Angle
0014 | 5105 | CS | Connector Type
0014 | 5106 | SH | Wedge Model Number
0014 | 5107 | DS | Wedge Angle Float
0014 | 5108 | DS | Wedge Roof Angle
0014 | 5109 | CS | Wedge Element 1 Position
0014 | 510A | DS | Wedge Material Velocity
0014 | 510B | SH | Wedge Material
0014 | 510C | DS | Wedge Offset Z
0014 | 510D | DS | Wedge Origin Offset X
0014 | 510E | DS | Wedge Time Delay
0014 | 510F | SH | Wedge Name
0014 | 5110 | SH | Wedge Manufacturer Name
0014 | 5111 | LO | Wedge Description
0014 | 5112 | DS | Nominal Beam Angle
0014 | 5113 | DS | Wedge Offset X
0014 | 5114 | DS | Wedge Offset Y
0014 | 5115 | DS | Wedge Total Length
0014 | 5116 | DS | Wedge In Contact Length
0014 | 5117 | DS | Wedge Front Gap
0014 | 5118 | DS | Wedge Total Height
0014 | 5119 | DS | Wedge Front Height
0014 | 511A | DS | Wedge Rear Height
0014 | 511B | DS | Wedge Total Width
0014 | 511C | DS | Wedge In Contact Width
0014 | 511D | DS | Wedge Chamfer Height
0014 | 511E | CS | Wedge Curve
0014 | 511F | DS | Radius Along the Wedge
0018 | 0010 | LO | Contrast/Bolus Agent
0018 | 0012 | SQ | Contrast/Bolus Agent Sequence
0018 | 0013 | FL | Contrast/Bolus T1 Relaxivity
0018 | 0014 | SQ | Contrast/Bolus Administration Route Sequence
0018 | 0015 | CS | Body Part Examined
0018 | 0020 | CS | Scanning Sequence
0018 | 0021 | CS | Sequence Variant
0018 | 0022 | CS | Scan Options
0018 | 0023 | CS | MR Acquisition Type
0018 | 0024 | SH | Sequence Name
0018 | 0025 | CS | Angio Flag
0018 | 0026 | SQ | Intervention Drug Information Sequence
0018 | 0027 | TM | Intervention Drug Stop Time
0018 | 0028 | DS | Intervention Drug Dose
0018 | 0029 | SQ | Intervention Drug Code Sequence
0018 | 002A | SQ | Additional Drug Sequence
0018 | 0031 | LO | Radiopharmaceutical
0018 | 0034 | LO | Intervention Drug Name
0018 | 0035 | TM | Intervention Drug Start Time
0018 | 0036 | SQ | Intervention Sequence
0018 | 0038 | CS | Intervention Status
0018 | 003A | ST | Intervention Description
0018 | 0040 | IS | Cine Rate
0018 | 0042 | CS | Initial Cine Run State
0018 | 0050 | DS | Slice Thickness
0018 | 0060 | DS | KVP
0018 | 0070 | IS | Counts Accumulated
0018 | 0071 | CS | Acquisition Termination Condition
0018 | 0072 | DS | Effective Duration
0018 | 0073 | CS | Acquisition Start Condition
0018 | 0074 | IS | Acquisition Start Condition Data
0018 | 0075 | IS | Acquisition Termination Condition Data
0018 | 0080 | DS | Repetition Time
0018 | 0081 | DS | Echo Time
0018 | 0082 | DS | Inversion Time
0018 | 0083 | DS | Number of Averages
0018 | 0084 | DS | Imaging Frequency
0018 | 0085 | SH | Imaged Nucleus
0018 | 0086 | IS | Echo Numbers)
0018 | 0087 | DS | Magnetic Field Strength
0018 | 0088 | DS | Spacing Between Slices
0018 | 0089 | IS | Number of Phase Encoding Steps
0018 | 0090 | DS | Data Collection Diameter
0018 | 0091 | IS | Echo Train Length
0018 | 0093 | DS | Percent Sampling
0018 | 0094 | DS | Percent Phase Field of View
0018 | 0095 | DS | Pixel Bandwidth
0018 | 1000 | LO | Device Serial Number
0018 | 1002 | UI | Device UID
0018 | 1003 | LO | Device ID
0018 | 1004 | LO | Plate ID
0018 | 1005 | LO | Generator ID
0018 | 1006 | LO | Grid ID
0018 | 1007 | LO | Cassette ID
0018 | 1008 | LO | Gantry ID
0018 | 1010 | LO | Secondary Capture Device ID
0018 | 1012 | DA | Date of Secondary Capture
0018 | 1014 | TM | Time of Secondary Capture
0018 | 1016 | LO | Secondary Capture Device Manufacturer
0018 | 1018 | LO | Secondary Capture Device Manufacturer's Model Name
0018 | 1019 | LO | Secondary Capture Device Software Versions
0018 | 1020 | LO | Software Versions)
0018 | 1022 | SH | Video Image Format Acquired
0018 | 1023 | LO | Digital Image Format Acquired
0018 | 1030 | LO | Protocol Name
0018 | 1040 | LO | Contrast/Bolus Route
0018 | 1041 | DS | Contrast/Bolus Volume
0018 | 1042 | TM | Contrast/Bolus Start Time
0018 | 1043 | TM | Contrast/Bolus Stop Time
0018 | 1044 | DS | Contrast/Bolus Total Dose
0018 | 1045 | IS | Syringe Counts
0018 | 1046 | DS | Contrast Flow Rate
0018 | 1047 | DS | Contrast Flow Duration
0018 | 1048 | CS | Contrast/Bolus Ingredient
0018 | 1049 | DS | Contrast/Bolus Ingredient Concentration
0018 | 1050 | DS | Spatial Resolution
0018 | 1060 | DS | Trigger Time
0018 | 1061 | LO | Trigger Source or Type
0018 | 1062 | IS | Nominal Interval
0018 | 1063 | DS | Frame Time
0018 | 1064 | LO | Cardiac Framing Type
0018 | 1065 | DS | Frame Time Vector
0018 | 1066 | DS | Frame Delay
0018 | 1067 | DS | Image Trigger Delay
0018 | 1068 | DS | Multiplex Group Time Offset
0018 | 1069 | DS | Trigger Time Offset
0018 | 106A | CS | Synchronization Trigger
0018 | 106C | US | Synchronization Channel
0018 | 106E | UL | Trigger Sample Position
0018 | 1070 | LO | Radiopharmaceutical Route
0018 | 1071 | DS | Radiopharmaceutical Volume
0018 | 1072 | TM | Radiopharmaceutical Start Time
0018 | 1073 | TM | Radiopharmaceutical Stop Time
0018 | 1074 | DS | Radionuclide Total Dose
0018 | 1075 | DS | Radionuclide Half Life
0018 | 1076 | DS | Radionuclide Positron Fraction
0018 | 1077 | DS | Radiopharmaceutical Specific Activity
0018 | 1078 | DT | Radiopharmaceutical Start DateTime
0018 | 1079 | DT | Radiopharmaceutical Stop DateTime
0018 | 1080 | CS | Beat Rejection Flag
0018 | 1081 | IS | Low R-R Value
0018 | 1082 | IS | High R-R Value
0018 | 1083 | IS | Intervals Acquired
0018 | 1084 | IS | Intervals Rejected
0018 | 1085 | LO | PVC Rejection
0018 | 1086 | IS | Skip Beats
0018 | 1088 | IS | Heart Rate
0018 | 1090 | IS | Cardiac Number of Images
0018 | 1094 | IS | Trigger Window
0018 | 1100 | DS | Reconstruction Diameter
0018 | 1110 | DS | Distance Source to Detector
0018 | 1111 | DS | Distance Source to Patient
0018 | 1114 | DS | Estimated Radiographic Magnification Factor
0018 | 1120 | DS | Gantry/Detector Tilt
0018 | 1121 | DS | Gantry/Detector Slew
0018 | 1130 | DS | Table Height
0018 | 1131 | DS | Table Traverse
0018 | 1134 | CS | Table Motion
0018 | 1135 | DS | Table Vertical Increment
0018 | 1136 | DS | Table Lateral Increment
0018 | 1137 | DS | Table Longitudinal Increment
0018 | 1138 | DS | Table Angle
0018 | 113A | CS | Table Type
0018 | 1140 | CS | Rotation Direction
0018 | 1142 | DS | Radial Position
0018 | 1143 | DS | Scan Arc
0018 | 1144 | DS | Angular Step
0018 | 1145 | DS | Center of Rotation Offset
0018 | 1147 | CS | Field of View Shape
0018 | 1149 | IS | Field of View Dimensions)
0018 | 1150 | IS | Exposure Time
0018 | 1151 | IS | X-Ray Tube Current
0018 | 1152 | IS | Exposure
0018 | 1153 | IS | Exposure in µAs
0018 | 1154 | DS | Average Pulse Width
0018 | 1155 | CS | Radiation Setting
0018 | 1156 | CS | Rectification Type
0018 | 115A | CS | Radiation Mode
0018 | 115E | DS | Image and Fluoroscopy Area Dose Product
0018 | 1160 | SH | Filter Type
0018 | 1161 | LO | Type of Filters
0018 | 1162 | DS | Intensifier Size
0018 | 1164 | DS | Imager Pixel Spacing
0018 | 1166 | CS | Grid
0018 | 1170 | IS | Generator Power
0018 | 1180 | SH | Collimator/grid Name
0018 | 1181 | CS | Collimator Type
0018 | 1182 | IS | Focal Distance
0018 | 1183 | DS | X Focus Center
0018 | 1184 | DS | Y Focus Center
0018 | 1190 | DS | Focal Spots)
0018 | 1191 | CS | Anode Target Material
0018 | 11A0 | DS | Body Part Thickness
0018 | 11A2 | DS | Compression Force
0018 | 11A4 | LO | Paddle Description
0018 | 1200 | DA | Date of Last Calibration
0018 | 1201 | TM | Time of Last Calibration
0018 | 1202 | DT | DateTime of Last Calibration
0018 | 1210 | SH | Convolution Kernel
0018 | 1242 | IS | Actual Frame Duration
0018 | 1243 | IS | Count Rate
0018 | 1244 | US | Preferred Playback Sequencing
0018 | 1250 | SH | Receive Coil Name
0018 | 1251 | SH | Transmit Coil Name
0018 | 1260 | SH | Plate Type
0018 | 1261 | LO | Phosphor Type
0018 | 1271 | FD | Water Equivalent Diameter
0018 | 1272 | SQ | Water Equivalent Diameter Calculation Method Code Sequence
0018 | 1300 | DS | Scan Velocity
0018 | 1301 | CS | Whole Body Technique
0018 | 1302 | IS | Scan Length
0018 | 1310 | US | Acquisition Matrix
0018 | 1312 | CS | In-plane Phase Encoding Direction
0018 | 1314 | DS | Flip Angle
0018 | 1315 | CS | Variable Flip Angle Flag
0018 | 1316 | DS | SAR
0018 | 1318 | DS | dB/dt
0018 | 1320 | FL | B1rms
0018 | 1400 | LO | Acquisition Device Processing Description
0018 | 1401 | LO | Acquisition Device Processing Code
0018 | 1402 | CS | Cassette Orientation
0018 | 1403 | CS | Cassette Size
0018 | 1404 | US | Exposures on Plate
0018 | 1405 | IS | Relative X-Ray Exposure
0018 | 1411 | DS | Exposure Index
0018 | 1412 | DS | Target Exposure Index
0018 | 1413 | DS | Deviation Index
0018 | 1450 | DS | Column Angulation
0018 | 1460 | DS | Tomo Layer Height
0018 | 1470 | DS | Tomo Angle
0018 | 1480 | DS | Tomo Time
0018 | 1490 | CS | Tomo Type
0018 | 1491 | CS | Tomo Class
0018 | 1495 | IS | Number of Tomosynthesis Source Images
0018 | 1500 | CS | Positioner Motion
0018 | 1508 | CS | Positioner Type
0018 | 1510 | DS | Positioner Primary Angle
0018 | 1511 | DS | Positioner Secondary Angle
0018 | 1520 | DS | Positioner Primary Angle Increment
0018 | 1521 | DS | Positioner Secondary Angle Increment
0018 | 1530 | DS | Detector Primary Angle
0018 | 1531 | DS | Detector Secondary Angle
0018 | 1600 | CS | Shutter Shape
0018 | 1602 | IS | Shutter Left Vertical Edge
0018 | 1604 | IS | Shutter Right Vertical Edge
0018 | 1606 | IS | Shutter Upper Horizontal Edge
0018 | 1608 | IS | Shutter Lower Horizontal Edge
0018 | 1610 | IS | Center of Circular Shutter
0018 | 1612 | IS | Radius of Circular Shutter
0018 | 1620 | IS | Vertices of the Polygonal Shutter
0018 | 1622 | US | Shutter Presentation Value
0018 | 1623 | US | Shutter Overlay Group
0018 | 1624 | US | Shutter Presentation Color CIELab Value
0018 | 1700 | CS | Collimator Shape
0018 | 1702 | IS | Collimator Left Vertical Edge
0018 | 1704 | IS | Collimator Right Vertical Edge
0018 | 1706 | IS | Collimator Upper Horizontal Edge
0018 | 1708 | IS | Collimator Lower Horizontal Edge
0018 | 1710 | IS | Center of Circular Collimator
0018 | 1712 | IS | Radius of Circular Collimator
0018 | 1720 | IS | Vertices of the Polygonal Collimator
0018 | 1800 | CS | Acquisition Time Synchronized
0018 | 1801 | SH | Time Source
0018 | 1802 | CS | Time Distribution Protocol
0018 | 1803 | LO | NTP Source Address
0018 | 2001 | IS | Page Number Vector
0018 | 2002 | SH | Frame Label Vector
0018 | 2003 | DS | Frame Primary Angle Vector
0018 | 2004 | DS | Frame Secondary Angle Vector
0018 | 2005 | DS | Slice Location Vector
0018 | 2006 | SH | Display Window Label Vector
0018 | 2010 | DS | Nominal Scanned Pixel Spacing
0018 | 2020 | CS | Digitizing Device Transport Direction
0018 | 2030 | DS | Rotation of Scanned Film
0018 | 2041 | SQ | Biopsy Target Sequence
0018 | 2042 | UI | Target UID
0018 | 2043 | FL | Localizing Cursor Position
0018 | 2044 | FL | Calculated Target Position
0018 | 2045 | SH | Target Label
0018 | 2046 | FL | Displayed Z Value
0018 | 3100 | CS | IVUS Acquisition
0018 | 3101 | DS | IVUS Pullback Rate
0018 | 3102 | DS | IVUS Gated Rate
0018 | 3103 | IS | IVUS Pullback Start Frame Number
0018 | 3104 | IS | IVUS Pullback Stop Frame Number
0018 | 3105 | IS | Lesion Number
0018 | 5000 | SH | Output Power
0018 | 5010 | LO | Transducer Data
0018 | 5012 | DS | Focus Depth
0018 | 5020 | LO | Processing Function
0018 | 5022 | DS | Mechanical Index
0018 | 5024 | DS | Bone Thermal Index
0018 | 5026 | DS | Cranial Thermal Index
0018 | 5027 | DS | Soft Tissue Thermal Index
0018 | 5028 | DS | Soft Tissue-focus Thermal Index
0018 | 5029 | DS | Soft Tissue-surface Thermal Index
0018 | 5050 | IS | Depth of Scan Field
0018 | 5100 | CS | Patient Position
0018 | 5101 | CS | View Position
0018 | 5104 | SQ | Projection Eponymous Name Code Sequence
0018 | 6000 | DS | Sensitivity
0018 | 6011 | SQ | Sequence of Ultrasound Regions
0018 | 6012 | US | Region Spatial Format
0018 | 6014 | US | Region Data Type
0018 | 6016 | UL | Region Flags
0018 | 6018 | UL | Region Location Min X0
0018 | 601A | UL | Region Location Min Y0
0018 | 601C | UL | Region Location Max X1
0018 | 601E | UL | Region Location Max Y1
0018 | 6020 | SL | Reference Pixel X0
0018 | 6022 | SL | Reference Pixel Y0
0018 | 6024 | US | Physical Units X Direction
0018 | 6026 | US | Physical Units Y Direction
0018 | 6028 | FD | Reference Pixel Physical Value X
0018 | 602A | FD | Reference Pixel Physical Value Y
0018 | 602C | FD | Physical Delta X
0018 | 602E | FD | Physical Delta Y
0018 | 6030 | UL | Transducer Frequency
0018 | 6031 | CS | Transducer Type
0018 | 6032 | UL | Pulse Repetition Frequency
0018 | 6034 | FD | Doppler Correction Angle
0018 | 6036 | FD | Steering Angle
0018 | 6039 | SL | Doppler Sample Volume X Position
0018 | 603B | SL | Doppler Sample Volume Y Position
0018 | 603D | SL | TM-Line Position X0
0018 | 603F | SL | TM-Line Position Y0
0018 | 6041 | SL | TM-Line Position X1
0018 | 6043 | SL | TM-Line Position Y1
0018 | 6044 | US | Pixel Component Organization
0018 | 6046 | UL | Pixel Component Mask
0018 | 6048 | UL | Pixel Component Range Start
0018 | 604A | UL | Pixel Component Range Stop
0018 | 604C | US | Pixel Component Physical Units
0018 | 604E | US | Pixel Component Data Type
0018 | 6050 | UL | Number of Table Break Points
0018 | 6052 | UL | Table of X Break Points
0018 | 6054 | FD | Table of Y Break Points
0018 | 6056 | UL | Number of Table Entries
0018 | 6058 | UL | Table of Pixel Values
0018 | 605A | FL | Table of Parameter Values
0018 | 6060 | FL | R Wave Time Vector
0018 | 7000 | CS | Detector Conditions Nominal Flag
0018 | 7001 | DS | Detector Temperature
0018 | 7004 | CS | Detector Type
0018 | 7005 | CS | Detector Configuration
0018 | 7006 | LT | Detector Description
0018 | 7008 | LT | Detector Mode
0018 | 700A | SH | Detector ID
0018 | 700C | DA | Date of Last Detector Calibration
0018 | 700E | TM | Time of Last Detector Calibration
0018 | 7010 | IS | Exposures on Detector Since Last Calibration
0018 | 7011 | IS | Exposures on Detector Since Manufactured
0018 | 7012 | DS | Detector Time Since Last Exposure
0018 | 7014 | DS | Detector Active Time
0018 | 7016 | DS | Detector Activation Offset From Exposure
0018 | 701A | DS | Detector Binning
0018 | 7020 | DS | Detector Element Physical Size
0018 | 7022 | DS | Detector Element Spacing
0018 | 7024 | CS | Detector Active Shape
0018 | 7026 | DS | Detector Active Dimensions)
0018 | 7028 | DS | Detector Active Origin
0018 | 702A | LO | Detector Manufacturer Name
0018 | 702B | LO | Detector Manufacturer's Model Name
0018 | 7030 | DS | Field of View Origin
0018 | 7032 | DS | Field of View Rotation
0018 | 7034 | CS | Field of View Horizontal Flip
0018 | 7036 | FL | Pixel Data Area Origin Relative To FOV
0018 | 7038 | FL | Pixel Data Area Rotation Angle Relative To FOV
0018 | 7040 | LT | Grid Absorbing Material
0018 | 7041 | LT | Grid Spacing Material
0018 | 7042 | DS | Grid Thickness
0018 | 7044 | DS | Grid Pitch
0018 | 7046 | IS | Grid Aspect Ratio
0018 | 7048 | DS | Grid Period
0018 | 704C | DS | Grid Focal Distance
0018 | 7050 | CS | Filter Material
0018 | 7052 | DS | Filter Thickness Minimum
0018 | 7054 | DS | Filter Thickness Maximum
0018 | 7056 | FL | Filter Beam Path Length Minimum
0018 | 7058 | FL | Filter Beam Path Length Maximum
0018 | 7060 | CS | Exposure Control Mode
0018 | 7062 | LT | Exposure Control Mode Description
0018 | 7064 | CS | Exposure Status
0018 | 7065 | DS | Phototimer Setting
0018 | 8150 | DS | Exposure Time in µS
0018 | 8151 | DS | X-Ray Tube Current in µA
0018 | 9004 | CS | Content Qualification
0018 | 9005 | SH | Pulse Sequence Name
0018 | 9006 | SQ | MR Imaging Modifier Sequence
0018 | 9008 | CS | Echo Pulse Sequence
0018 | 9009 | CS | Inversion Recovery
0018 | 9010 | CS | Flow Compensation
0018 | 9011 | CS | Multiple Spin Echo
0018 | 9012 | CS | Multi-planar Excitation
0018 | 9014 | CS | Phase Contrast
0018 | 9015 | CS | Time of Flight Contrast
0018 | 9016 | CS | Spoiling
0018 | 9017 | CS | Steady State Pulse Sequence
0018 | 9018 | CS | Echo Planar Pulse Sequence
0018 | 9019 | FD | Tag Angle First Axis
0018 | 9020 | CS | Magnetization Transfer
0018 | 9021 | CS | T2 Preparation
0018 | 9022 | CS | Blood Signal Nulling
0018 | 9024 | CS | Saturation Recovery
0018 | 9025 | CS | Spectrally Selected Suppression
0018 | 9026 | CS | Spectrally Selected Excitation
0018 | 9027 | CS | Spatial Pre-saturation
0018 | 9028 | CS | Tagging
0018 | 9029 | CS | Oversampling Phase
0018 | 9030 | FD | Tag Spacing First Dimension
0018 | 9032 | CS | Geometry of k-Space Traversal
0018 | 9033 | CS | Segmented k-Space Traversal
0018 | 9034 | CS | Rectilinear Phase Encode Reordering
0018 | 9035 | FD | Tag Thickness
0018 | 9036 | CS | Partial Fourier Direction
0018 | 9037 | CS | Cardiac Synchronization Technique
0018 | 9041 | LO | Receive Coil Manufacturer Name
0018 | 9042 | SQ | MR Receive Coil Sequence
0018 | 9043 | CS | Receive Coil Type
0018 | 9044 | CS | Quadrature Receive Coil
0018 | 9045 | SQ | Multi-Coil Definition Sequence
0018 | 9046 | LO | Multi-Coil Configuration
0018 | 9047 | SH | Multi-Coil Element Name
0018 | 9048 | CS | Multi-Coil Element Used
0018 | 9049 | SQ | MR Transmit Coil Sequence
0018 | 9050 | LO | Transmit Coil Manufacturer Name
0018 | 9051 | CS | Transmit Coil Type
0018 | 9052 | FD | Spectral Width
0018 | 9053 | FD | Chemical Shift Reference
0018 | 9054 | CS | Volume Localization Technique
0018 | 9058 | US | MR Acquisition Frequency Encoding Steps
0018 | 9059 | CS | De-coupling
0018 | 9060 | CS | De-coupled Nucleus
0018 | 9061 | FD | De-coupling Frequency
0018 | 9062 | CS | De-coupling Method
0018 | 9063 | FD | De-coupling Chemical Shift Reference
0018 | 9064 | CS | k-space Filtering
0018 | 9065 | CS | Time Domain Filtering
0018 | 9066 | US | Number of Zero Fills
0018 | 9067 | CS | Baseline Correction
0018 | 9069 | FD | Parallel Reduction Factor In-plane
0018 | 9070 | FD | Cardiac R-R Interval Specified
0018 | 9073 | FD | Acquisition Duration
0018 | 9074 | DT | Frame Acquisition DateTime
0018 | 9075 | CS | Diffusion Directionality
0018 | 9076 | SQ | Diffusion Gradient Direction Sequence
0018 | 9077 | CS | Parallel Acquisition
0018 | 9078 | CS | Parallel Acquisition Technique
0018 | 9079 | FD | Inversion Times
0018 | 9080 | ST | Metabolite Map Description
0018 | 9081 | CS | Partial Fourier
0018 | 9082 | FD | Effective Echo Time
0018 | 9083 | SQ | Metabolite Map Code Sequence
0018 | 9084 | SQ | Chemical Shift Sequence
0018 | 9085 | CS | Cardiac Signal Source
0018 | 9087 | FD | Diffusion b-value
0018 | 9089 | FD | Diffusion Gradient Orientation
0018 | 9090 | FD | Velocity Encoding Direction
0018 | 9091 | FD | Velocity Encoding Minimum Value
0018 | 9092 | SQ | Velocity Encoding Acquisition Sequence
0018 | 9093 | US | Number of k-Space Trajectories
0018 | 9094 | CS | Coverage of k-Space
0018 | 9095 | UL | Spectroscopy Acquisition Phase Rows
0018 | 9098 | FD | Transmitter Frequency
0018 | 9100 | CS | Resonant Nucleus
0018 | 9101 | CS | Frequency Correction
0018 | 9103 | SQ | MR Spectroscopy FOV/Geometry Sequence
0018 | 9104 | FD | Slab Thickness
0018 | 9105 | FD | Slab Orientation
0018 | 9106 | FD | Mid Slab Position
0018 | 9107 | SQ | MR Spatial Saturation Sequence
0018 | 9112 | SQ | MR Timing and Related Parameters Sequence
0018 | 9114 | SQ | MR Echo Sequence
0018 | 9115 | SQ | MR Modifier Sequence
0018 | 9117 | SQ | MR Diffusion Sequence
0018 | 9118 | SQ | Cardiac Synchronization Sequence
0018 | 9119 | SQ | MR Averages Sequence
0018 | 9125 | SQ | MR FOV/Geometry Sequence
0018 | 9126 | SQ | Volume Localization Sequence
0018 | 9127 | UL | Spectroscopy Acquisition Data Columns
0018 | 9147 | CS | Diffusion Anisotropy Type
0018 | 9151 | DT | Frame Reference DateTime
0018 | 9152 | SQ | MR Metabolite Map Sequence
0018 | 9155 | FD | Parallel Reduction Factor out-of-plane
0018 | 9159 | UL | Spectroscopy Acquisition Out-of-plane Phase Steps
0018 | 9168 | FD | Parallel Reduction Factor Second In-plane
0018 | 9169 | CS | Cardiac Beat Rejection Technique
0018 | 9170 | CS | Respiratory Motion Compensation Technique
0018 | 9171 | CS | Respiratory Signal Source
0018 | 9172 | CS | Bulk Motion Compensation Technique
0018 | 9173 | CS | Bulk Motion Signal Source
0018 | 9174 | CS | Applicable Safety Standard Agency
0018 | 9175 | LO | Applicable Safety Standard Description
0018 | 9176 | SQ | Operating Mode Sequence
0018 | 9177 | CS | Operating Mode Type
0018 | 9178 | CS | Operating Mode
0018 | 9179 | CS | Specific Absorption Rate Definition
0018 | 9180 | CS | Gradient Output Type
0018 | 9181 | FD | Specific Absorption Rate Value
0018 | 9182 | FD | Gradient Output
0018 | 9183 | CS | Flow Compensation Direction
0018 | 9184 | FD | Tagging Delay
0018 | 9185 | ST | Respiratory Motion Compensation Technique Description
0018 | 9186 | SH | Respiratory Signal Source ID
0018 | 9197 | SQ | MR Velocity Encoding Sequence
0018 | 9198 | CS | First Order Phase Correction
0018 | 9199 | CS | Water Referenced Phase Correction
0018 | 9200 | CS | MR Spectroscopy Acquisition Type
0018 | 9214 | CS | Respiratory Cycle Position
0018 | 9217 | FD | Velocity Encoding Maximum Value
0018 | 9218 | FD | Tag Spacing Second Dimension
0018 | 9219 | SS | Tag Angle Second Axis
0018 | 9220 | FD | Frame Acquisition Duration
0018 | 9226 | SQ | MR Image Frame Type Sequence
0018 | 9227 | SQ | MR Spectroscopy Frame Type Sequence
0018 | 9231 | US | MR Acquisition Phase Encoding Steps in-plane
0018 | 9232 | US | MR Acquisition Phase Encoding Steps out-of-plane
0018 | 9234 | UL | Spectroscopy Acquisition Phase Columns
0018 | 9236 | CS | Cardiac Cycle Position
0018 | 9239 | SQ | Specific Absorption Rate Sequence
0018 | 9240 | US | RF Echo Train Length
0018 | 9241 | US | Gradient Echo Train Length
0018 | 9250 | CS | Arterial Spin Labeling Contrast
0018 | 9251 | SQ | MR Arterial Spin Labeling Sequence
0018 | 9252 | LO | ASL Technique Description
0018 | 9253 | US | ASL Slab Number
0018 | 9254 | FD | ASL Slab Thickness
0018 | 9255 | FD | ASL Slab Orientation
0018 | 9256 | FD | ASL Mid Slab Position
0018 | 9257 | CS | ASL Context
0018 | 9258 | UL | ASL Pulse Train Duration
0018 | 9259 | CS | ASL Crusher Flag
0018 | 925A | FD | ASL Crusher Flow Limit
0018 | 925B | LO | ASL Crusher Description
0018 | 925C | CS | ASL Bolus Cut-off Flag
0018 | 925D | SQ | ASL Bolus Cut-off Timing Sequence
0018 | 925E | LO | ASL Bolus Cut-off Technique
0018 | 925F | UL | ASL Bolus Cut-off Delay Time
0018 | 9260 | SQ | ASL Slab Sequence
0018 | 9295 | FD | Chemical Shift Minimum Integration Limit in ppm
0018 | 9296 | FD | Chemical Shift Maximum Integration Limit in ppm
0018 | 9297 | CS | Water Reference Acquisition
0018 | 9298 | IS | Echo Peak Position
0018 | 9301 | SQ | CT Acquisition Type Sequence
0018 | 9302 | CS | Acquisition Type
0018 | 9303 | FD | Tube Angle
0018 | 9304 | SQ | CT Acquisition Details Sequence
0018 | 9305 | FD | Revolution Time
0018 | 9306 | FD | Single Collimation Width
0018 | 9307 | FD | Total Collimation Width
0018 | 9308 | SQ | CT Table Dynamics Sequence
0018 | 9309 | FD | Table Speed
0018 | 9310 | FD | Table Feed per Rotation
0018 | 9311 | FD | Spiral Pitch Factor
0018 | 9312 | SQ | CT Geometry Sequence
0018 | 9313 | FD | Data Collection Center Patient)
0018 | 9314 | SQ | CT Reconstruction Sequence
0018 | 9315 | CS | Reconstruction Algorithm
0018 | 9316 | CS | Convolution Kernel Group
0018 | 9317 | FD | Reconstruction Field of View
0018 | 9318 | FD | Reconstruction Target Center Patient)
0018 | 9319 | FD | Reconstruction Angle
0018 | 9320 | SH | Image Filter
0018 | 9321 | SQ | CT Exposure Sequence
0018 | 9322 | FD | Reconstruction Pixel Spacing
0018 | 9323 | CS | Exposure Modulation Type
0018 | 9324 | FD | Estimated Dose Saving
0018 | 9325 | SQ | CT X-Ray Details Sequence
0018 | 9326 | SQ | CT Position Sequence
0018 | 9327 | FD | Table Position
0018 | 9328 | FD | Exposure Time in ms
0018 | 9329 | SQ | CT Image Frame Type Sequence
0018 | 9330 | FD | X-Ray Tube Current in mA
0018 | 9332 | FD | Exposure in mAs
0018 | 9333 | CS | Constant Volume Flag
0018 | 9334 | CS | Fluoroscopy Flag
0018 | 9335 | FD | Distance Source to Data Collection Center
0018 | 9337 | US | Contrast/Bolus Agent Number
0018 | 9338 | SQ | Contrast/Bolus Ingredient Code Sequence
0018 | 9340 | SQ | Contrast Administration Profile Sequence
0018 | 9341 | SQ | Contrast/Bolus Usage Sequence
0018 | 9342 | CS | Contrast/Bolus Agent Administered
0018 | 9343 | CS | Contrast/Bolus Agent Detected
0018 | 9344 | CS | Contrast/Bolus Agent Phase
0018 | 9345 | FD | CTDIvol
0018 | 9346 | SQ | CTDI Phantom Type Code Sequence
0018 | 9351 | FL | Calcium Scoring Mass Factor Patient
0018 | 9352 | FL | Calcium Scoring Mass Factor Device
0018 | 9353 | FL | Energy Weighting Factor
0018 | 9360 | SQ | CT Additional X-Ray Source Sequence
0018 | 9401 | SQ | Projection Pixel Calibration Sequence
0018 | 9402 | FL | Distance Source to Isocenter
0018 | 9403 | FL | Distance Object to Table Top
0018 | 9404 | FL | Object Pixel Spacing in Center of Beam
0018 | 9405 | SQ | Positioner Position Sequence
0018 | 9406 | SQ | Table Position Sequence
0018 | 9407 | SQ | Collimator Shape Sequence
0018 | 9410 | CS | Planes in Acquisition
0018 | 9412 | SQ | XA/XRF Frame Characteristics Sequence
0018 | 9417 | SQ | Frame Acquisition Sequence
0018 | 9420 | CS | X-Ray Receptor Type
0018 | 9423 | LO | Acquisition Protocol Name
0018 | 9424 | LT | Acquisition Protocol Description
0018 | 9425 | CS | Contrast/Bolus Ingredient Opaque
0018 | 9426 | FL | Distance Receptor Plane to Detector Housing
0018 | 9427 | CS | Intensifier Active Shape
0018 | 9428 | FL | Intensifier Active Dimensions)
0018 | 9429 | FL | Physical Detector Size
0018 | 9430 | FL | Position of Isocenter Projection
0018 | 9432 | SQ | Field of View Sequence
0018 | 9433 | LO | Field of View Description
0018 | 9434 | SQ | Exposure Control Sensing Regions Sequence
0018 | 9435 | CS | Exposure Control Sensing Region Shape
0018 | 9436 | SS | Exposure Control Sensing Region Left Vertical Edge
0018 | 9437 | SS | Exposure Control Sensing Region Right Vertical Edge
0018 | 9438 | SS | Exposure Control Sensing Region Upper Horizontal Edge
0018 | 9439 | SS | Exposure Control Sensing Region Lower Horizontal Edge
0018 | 9440 | SS | Center of Circular Exposure Control Sensing Region
0018 | 9441 | US | Radius of Circular Exposure Control Sensing Region
0018 | 9442 | SS | Vertices of the Polygonal Exposure Control Sensing Region
0018 | 9447 | FL | Column Angulation Patient)
0018 | 9449 | FL | Beam Angle
0018 | 9451 | SQ | Frame Detector Parameters Sequence
0018 | 9452 | FL | Calculated Anatomy Thickness
0018 | 9455 | SQ | Calibration Sequence
0018 | 9456 | SQ | Object Thickness Sequence
0018 | 9457 | CS | Plane Identification
0018 | 9461 | FL | Field of View Dimensions) in Float
0018 | 9462 | SQ | Isocenter Reference System Sequence
0018 | 9463 | FL | Positioner Isocenter Primary Angle
0018 | 9464 | FL | Positioner Isocenter Secondary Angle
0018 | 9465 | FL | Positioner Isocenter Detector Rotation Angle
0018 | 9466 | FL | Table X Position to Isocenter
0018 | 9467 | FL | Table Y Position to Isocenter
0018 | 9468 | FL | Table Z Position to Isocenter
0018 | 9469 | FL | Table Horizontal Rotation Angle
0018 | 9470 | FL | Table Head Tilt Angle
0018 | 9471 | FL | Table Cradle Tilt Angle
0018 | 9472 | SQ | Frame Display Shutter Sequence
0018 | 9473 | FL | Acquired Image Area Dose Product
0018 | 9474 | CS | C-arm Positioner Tabletop Relationship
0018 | 9476 | SQ | X-Ray Geometry Sequence
0018 | 9477 | SQ | Irradiation Event Identification Sequence
0018 | 9504 | SQ | X-Ray 3D Frame Type Sequence
0018 | 9506 | SQ | Contributing Sources Sequence
0018 | 9507 | SQ | X-Ray 3D Acquisition Sequence
0018 | 9508 | FL | Primary Positioner Scan Arc
0018 | 9509 | FL | Secondary Positioner Scan Arc
0018 | 9510 | FL | Primary Positioner Scan Start Angle
0018 | 9511 | FL | Secondary Positioner Scan Start Angle
0018 | 9514 | FL | Primary Positioner Increment
0018 | 9515 | FL | Secondary Positioner Increment
0018 | 9516 | DT | Start Acquisition DateTime
0018 | 9517 | DT | End Acquisition DateTime
0018 | 9518 | SS | Primary Positioner Increment Sign
0018 | 9519 | SS | Secondary Positioner Increment Sign
0018 | 9524 | LO | Application Name
0018 | 9525 | LO | Application Version
0018 | 9526 | LO | Application Manufacturer
0018 | 9527 | CS | Algorithm Type
0018 | 9528 | LO | Algorithm Description
0018 | 9530 | SQ | X-Ray 3D Reconstruction Sequence
0018 | 9531 | LO | Reconstruction Description
0018 | 9538 | SQ | Per Projection Acquisition Sequence
0018 | 9541 | SQ | Detector Position Sequence
0018 | 9542 | SQ | X-Ray Acquisition Dose Sequence
0018 | 9543 | FD | X-Ray Source Isocenter Primary Angle
0018 | 9544 | FD | X-Ray Source Isocenter Secondary Angle
0018 | 9545 | FD | Breast Support Isocenter Primary Angle
0018 | 9546 | FD | Breast Support Isocenter Secondary Angle
0018 | 9547 | FD | Breast Support X Position to Isocenter
0018 | 9548 | FD | Breast Support Y Position to Isocenter
0018 | 9549 | FD | Breast Support Z Position to Isocenter
0018 | 9550 | FD | Detector Isocenter Primary Angle
0018 | 9551 | FD | Detector Isocenter Secondary Angle
0018 | 9552 | FD | Detector X Position to Isocenter
0018 | 9553 | FD | Detector Y Position to Isocenter
0018 | 9554 | FD | Detector Z Position to Isocenter
0018 | 9555 | SQ | X-Ray Grid Sequence
0018 | 9556 | SQ | X-Ray Filter Sequence
0018 | 9557 | FD | Detector Active Area TLHC Position
0018 | 9558 | FD | Detector Active Area Orientation
0018 | 9559 | CS | Positioner Primary Angle Direction
0018 | 9601 | SQ | Diffusion b-matrix Sequence
0018 | 9602 | FD | Diffusion b-value XX
0018 | 9603 | FD | Diffusion b-value XY
0018 | 9604 | FD | Diffusion b-value XZ
0018 | 9605 | FD | Diffusion b-value YY
0018 | 9606 | FD | Diffusion b-value YZ
0018 | 9607 | FD | Diffusion b-value ZZ
0018 | 9621 | SQ | Functional MR Sequence
0018 | 9622 | CS | Functional Settling Phase Frames Present
0018 | 9623 | DT | Functional Sync Pulse
0018 | 9624 | CS | Settling Phase Frame
0018 | 9701 | DT | Decay Correction DateTime
0018 | 9715 | FD | Start Density Threshold
0018 | 9716 | FD | Start Relative Density Difference Threshold
0018 | 9717 | FD | Start Cardiac Trigger Count Threshold
0018 | 9718 | FD | Start Respiratory Trigger Count Threshold
0018 | 9719 | FD | Termination Counts Threshold
0018 | 9720 | FD | Termination Density Threshold
0018 | 9721 | FD | Termination Relative Density Threshold
0018 | 9722 | FD | Termination Time Threshold
0018 | 9723 | FD | Termination Cardiac Trigger Count Threshold
0018 | 9724 | FD | Termination Respiratory Trigger Count Threshold
0018 | 9725 | CS | Detector Geometry
0018 | 9726 | FD | Transverse Detector Separation
0018 | 9727 | FD | Axial Detector Dimension
0018 | 9729 | US | Radiopharmaceutical Agent Number
0018 | 9732 | SQ | PET Frame Acquisition Sequence
0018 | 9733 | SQ | PET Detector Motion Details Sequence
0018 | 9734 | SQ | PET Table Dynamics Sequence
0018 | 9735 | SQ | PET Position Sequence
0018 | 9736 | SQ | PET Frame Correction Factors Sequence
0018 | 9737 | SQ | Radiopharmaceutical Usage Sequence
0018 | 9738 | CS | Attenuation Correction Source
0018 | 9739 | US | Number of Iterations
0018 | 9740 | US | Number of Subsets
0018 | 9749 | SQ | PET Reconstruction Sequence
0018 | 9751 | SQ | PET Frame Type Sequence
0018 | 9755 | CS | Time of Flight Information Used
0018 | 9756 | CS | Reconstruction Type
0018 | 9758 | CS | Decay Corrected
0018 | 9759 | CS | Attenuation Corrected
0018 | 9760 | CS | Scatter Corrected
0018 | 9761 | CS | Dead Time Corrected
0018 | 9762 | CS | Gantry Motion Corrected
0018 | 9763 | CS | Patient Motion Corrected
0018 | 9764 | CS | Count Loss Normalization Corrected
0018 | 9765 | CS | Randoms Corrected
0018 | 9766 | CS | Non-uniform Radial Sampling Corrected
0018 | 9767 | CS | Sensitivity Calibrated
0018 | 9768 | CS | Detector Normalization Correction
0018 | 9769 | CS | Iterative Reconstruction Method
0018 | 9770 | CS | Attenuation Correction Temporal Relationship
0018 | 9771 | SQ | Patient Physiological State Sequence
0018 | 9772 | SQ | Patient Physiological State Code Sequence
0018 | 9801 | FD | Depths) of Focus
0018 | 9803 | SQ | Excluded Intervals Sequence
0018 | 9804 | DT | Exclusion Start DateTime
0018 | 9805 | FD | Exclusion Duration
0018 | 9806 | SQ | US Image Description Sequence
0018 | 9807 | SQ | Image Data Type Sequence
0018 | 9808 | CS | Data Type
0018 | 9809 | SQ | Transducer Scan Pattern Code Sequence
0018 | 980B | CS | Aliased Data Type
0018 | 980C | CS | Position Measuring Device Used
0018 | 980D | SQ | Transducer Geometry Code Sequence
0018 | 980E | SQ | Transducer Beam Steering Code Sequence
0018 | 980F | SQ | Transducer Application Code Sequence
0018 | 9810 | US or SS | Zero Velocity Pixel Value
0018 | A001 | SQ | Contributing Equipment Sequence
0018 | A002 | DT | Contribution DateTime
0018 | A003 | ST | Contribution Description
0020 | 000D | UI | Study Instance UID
0020 | 000E | UI | Series Instance UID
0020 | 0010 | SH | Study ID
0020 | 0011 | IS | Series Number
0020 | 0012 | IS | Acquisition Number
0020 | 0013 | IS | Instance Number
0020 | 0019 | IS | Item Number
0020 | 0020 | CS | Patient Orientation
0020 | 0032 | DS | Image Position Patient)
0020 | 0037 | DS | Image Orientation Patient)
0020 | 0052 | UI | Frame of Reference UID
0020 | 0060 | CS | Laterality
0020 | 0062 | CS | Image Laterality
0020 | 0100 | IS | Temporal Position Identifier
0020 | 0105 | IS | Number of Temporal Positions
0020 | 0110 | DS | Temporal Resolution
0020 | 0200 | UI | Synchronization Frame of Reference UID
0020 | 0242 | UI | SOP Instance UID of Concatenation Source
0020 | 1002 | IS | Images in Acquisition
0020 | 1040 | LO | Position Reference Indicator
0020 | 1041 | DS | Slice Location
0020 | 1200 | IS | Number of Patient Related Studies
0020 | 1202 | IS | Number of Patient Related Series
0020 | 1204 | IS | Number of Patient Related Instances
0020 | 1206 | IS | Number of Study Related Series
0020 | 1208 | IS | Number of Study Related Instances
0020 | 1209 | IS | Number of Series Related Instances
0020 | 4000 | LT | Image Comments
0020 | 9056 | SH | Stack ID
0020 | 9057 | UL | In-Stack Position Number
0020 | 9071 | SQ | Frame Anatomy Sequence
0020 | 9072 | CS | Frame Laterality
0020 | 9111 | SQ | Frame Content Sequence
0020 | 9113 | SQ | Plane Position Sequence
0020 | 9116 | SQ | Plane Orientation Sequence
0020 | 9128 | UL | Temporal Position Index
0020 | 9153 | FD | Nominal Cardiac Trigger Delay Time
0020 | 9154 | FL | Nominal Cardiac Trigger Time Prior To R-Peak
0020 | 9155 | FL | Actual Cardiac Trigger Time Prior To R-Peak
0020 | 9156 | US | Frame Acquisition Number
0020 | 9157 | UL | Dimension Index Values
0020 | 9158 | LT | Frame Comments
0020 | 9161 | UI | Concatenation UID
0020 | 9162 | US | In-concatenation Number
0020 | 9163 | US | In-concatenation Total Number
0020 | 9164 | UI | Dimension Organization UID
0020 | 9165 | AT | Dimension Index Pointer
0020 | 9167 | AT | Functional Group Pointer
0020 | 9170 | SQ | Unassigned Shared Converted Attributes Sequence
0020 | 9171 | SQ | Unassigned Per-Frame Converted Attributes Sequence
0020 | 9172 | SQ | Conversion Source Attributes Sequence
0020 | 9213 | LO | Dimension Index Private Creator
0020 | 9221 | SQ | Dimension Organization Sequence
0020 | 9222 | SQ | Dimension Index Sequence
0020 | 9228 | UL | Concatenation Frame Offset Number
0020 | 9238 | LO | Functional Group Private Creator
0020 | 9241 | FL | Nominal Percentage of Cardiac Phase
0020 | 9245 | FL | Nominal Percentage of Respiratory Phase
0020 | 9246 | FL | Starting Respiratory Amplitude
0020 | 9247 | CS | Starting Respiratory Phase
0020 | 9248 | FL | Ending Respiratory Amplitude
0020 | 9249 | CS | Ending Respiratory Phase
0020 | 9250 | CS | Respiratory Trigger Type
0020 | 9251 | FD | R-R Interval Time Nominal
0020 | 9252 | FD | Actual Cardiac Trigger Delay Time
0020 | 9253 | SQ | Respiratory Synchronization Sequence
0020 | 9254 | FD | Respiratory Interval Time
0020 | 9255 | FD | Nominal Respiratory Trigger Delay Time
0020 | 9256 | FD | Respiratory Trigger Delay Threshold
0020 | 9257 | FD | Actual Respiratory Trigger Delay Time
0020 | 9301 | FD | Image Position Volume)
0020 | 9302 | FD | Image Orientation Volume)
0020 | 9307 | CS | Ultrasound Acquisition Geometry
0020 | 9308 | FD | Apex Position
0020 | 9309 | FD | Volume to Transducer Mapping Matrix
0020 | 930A | FD | Volume to Table Mapping Matrix
0020 | 930B | CS | Volume to Transducer Relationship
0020 | 930C | CS | Patient Frame of Reference Source
0020 | 930D | FD | Temporal Position Time Offset
0020 | 930E | SQ | Plane Position Volume) Sequence
0020 | 930F | SQ | Plane Orientation Volume) Sequence
0020 | 9310 | SQ | Temporal Position Sequence
0020 | 9311 | CS | Dimension Organization Type
0020 | 9312 | UI | Volume Frame of Reference UID
0020 | 9313 | UI | Table Frame of Reference UID
0020 | 9421 | LO | Dimension Description Label
0020 | 9450 | SQ | Patient Orientation in Frame Sequence
0020 | 9453 | LO | Frame Label
0020 | 9518 | US | Acquisition Index
0020 | 9529 | SQ | Contributing SOP Instances Reference Sequence
0020 | 9536 | US | Reconstruction Index
0022 | 0001 | US | Light Path Filter Pass-Through Wavelength
0022 | 0002 | US | Light Path Filter Pass Band
0022 | 0003 | US | Image Path Filter Pass-Through Wavelength
0022 | 0004 | US | Image Path Filter Pass Band
0022 | 0005 | CS | Patient Eye Movement Commanded
0022 | 0006 | SQ | Patient Eye Movement Command Code Sequence
0022 | 0007 | FL | Spherical Lens Power
0022 | 0008 | FL | Cylinder Lens Power
0022 | 0009 | FL | Cylinder Axis
0022 | 000A | FL | Emmetropic Magnification
0022 | 000B | FL | Intra Ocular Pressure
0022 | 000C | FL | Horizontal Field of View
0022 | 000D | CS | Pupil Dilated
0022 | 000E | FL | Degree of Dilation
0022 | 0010 | FL | Stereo Baseline Angle
0022 | 0011 | FL | Stereo Baseline Displacement
0022 | 0012 | FL | Stereo Horizontal Pixel Offset
0022 | 0013 | FL | Stereo Vertical Pixel Offset
0022 | 0014 | FL | Stereo Rotation
0022 | 0015 | SQ | Acquisition Device Type Code Sequence
0022 | 0016 | SQ | Illumination Type Code Sequence
0022 | 0017 | SQ | Light Path Filter Type Stack Code Sequence
0022 | 0018 | SQ | Image Path Filter Type Stack Code Sequence
0022 | 0019 | SQ | Lenses Code Sequence
0022 | 001A | SQ | Channel Description Code Sequence
0022 | 001B | SQ | Refractive State Sequence
0022 | 001C | SQ | Mydriatic Agent Code Sequence
0022 | 001D | SQ | Relative Image Position Code Sequence
0022 | 001E | FL | Camera Angle of View
0022 | 0020 | SQ | Stereo Pairs Sequence
0022 | 0021 | SQ | Left Image Sequence
0022 | 0022 | SQ | Right Image Sequence
0022 | 0028 | CS | Stereo Pairs Present
0022 | 0030 | FL | Axial Length of the Eye
0022 | 0031 | SQ | Ophthalmic Frame Location Sequence
0022 | 0032 | FL | Reference Coordinates
0022 | 0035 | FL | Depth Spatial Resolution
0022 | 0036 | FL | Maximum Depth Distortion
0022 | 0037 | FL | Along-scan Spatial Resolution
0022 | 0038 | FL | Maximum Along-scan Distortion
0022 | 0039 | CS | Ophthalmic Image Orientation
0022 | 0041 | FL | Depth of Transverse Image
0022 | 0042 | SQ | Mydriatic Agent Concentration Units Sequence
0022 | 0048 | FL | Across-scan Spatial Resolution
0022 | 0049 | FL | Maximum Across-scan Distortion
0022 | 004E | DS | Mydriatic Agent Concentration
0022 | 0055 | FL | Illumination Wave Length
0022 | 0056 | FL | Illumination Power
0022 | 0057 | FL | Illumination Bandwidth
0022 | 0058 | SQ | Mydriatic Agent Sequence
0022 | 1007 | SQ | Ophthalmic Axial Measurements Right Eye Sequence
0022 | 1008 | SQ | Ophthalmic Axial Measurements Left Eye Sequence
0022 | 1009 | CS | Ophthalmic Axial Measurements Device Type
0022 | 1010 | CS | Ophthalmic Axial Length Measurements Type
0022 | 1012 | SQ | Ophthalmic Axial Length Sequence
0022 | 1019 | FL | Ophthalmic Axial Length
0022 | 1024 | SQ | Lens Status Code Sequence
0022 | 1025 | SQ | Vitreous Status Code Sequence
0022 | 1028 | SQ | IOL Formula Code Sequence
0022 | 1029 | LO | IOL Formula Detail
0022 | 1033 | FL | Keratometer Index
0022 | 1035 | SQ | Source of Ophthalmic Axial Length Code Sequence
0022 | 1037 | FL | Target Refraction
0022 | 1039 | CS | Refractive Procedure Occurred
0022 | 1040 | SQ | Refractive Surgery Type Code Sequence
0022 | 1044 | SQ | Ophthalmic Ultrasound Method Code Sequence
0022 | 1050 | SQ | Ophthalmic Axial Length Measurements Sequence
0022 | 1053 | FL | IOL Power
0022 | 1054 | FL | Predicted Refractive Error
0022 | 1059 | FL | Ophthalmic Axial Length Velocity
0022 | 1065 | LO | Lens Status Description
0022 | 1066 | LO | Vitreous Status Description
0022 | 1090 | SQ | IOL Power Sequence
0022 | 1092 | SQ | Lens Constant Sequence
0022 | 1093 | LO | IOL Manufacturer
0022 | 1095 | LO | Implant Name
0022 | 1096 | SQ | Keratometry Measurement Type Code Sequence
0022 | 1097 | LO | Implant Part Number
0022 | 1100 | SQ | Referenced Ophthalmic Axial Measurements Sequence
0022 | 1101 | SQ | Ophthalmic Axial Length Measurements Segment Name Code Sequence
0022 | 1103 | SQ | Refractive Error Before Refractive Surgery Code Sequence
0022 | 1121 | FL | IOL Power For Exact Emmetropia
0022 | 1122 | FL | IOL Power For Exact Target Refraction
0022 | 1125 | SQ | Anterior Chamber Depth Definition Code Sequence
0022 | 1127 | SQ | Lens Thickness Sequence
0022 | 1128 | SQ | Anterior Chamber Depth Sequence
0022 | 1130 | FL | Lens Thickness
0022 | 1131 | FL | Anterior Chamber Depth
0022 | 1132 | SQ | Source of Lens Thickness Data Code Sequence
0022 | 1133 | SQ | Source of Anterior Chamber Depth Data Code Sequence
0022 | 1134 | SQ | Source of Refractive Measurements Sequence
0022 | 1135 | SQ | Source of Refractive Measurements Code Sequence
0022 | 1140 | CS | Ophthalmic Axial Length Measurement Modified
0022 | 1150 | SQ | Ophthalmic Axial Length Data Source Code Sequence
0022 | 1155 | FL | Signal to Noise Ratio
0022 | 1159 | LO | Ophthalmic Axial Length Data Source Description
0022 | 1210 | SQ | Ophthalmic Axial Length Measurements Total Length Sequence
0022 | 1211 | SQ | Ophthalmic Axial Length Measurements Segmental Length Sequence
0022 | 1212 | SQ | Ophthalmic Axial Length Measurements Length Summation Sequence
0022 | 1220 | SQ | Ultrasound Ophthalmic Axial Length Measurements Sequence
0022 | 1225 | SQ | Optical Ophthalmic Axial Length Measurements Sequence
0022 | 1230 | SQ | Ultrasound Selected Ophthalmic Axial Length Sequence
0022 | 1250 | SQ | Ophthalmic Axial Length Selection Method Code Sequence
0022 | 1255 | SQ | Optical Selected Ophthalmic Axial Length Sequence
0022 | 1257 | SQ | Selected Segmental Ophthalmic Axial Length Sequence
0022 | 1260 | SQ | Selected Total Ophthalmic Axial Length Sequence
0022 | 1262 | SQ | Ophthalmic Axial Length Quality Metric Sequence
0022 | 1300 | SQ | Intraocular Lens Calculations Right Eye Sequence
0022 | 1310 | SQ | Intraocular Lens Calculations Left Eye Sequence
0022 | 1330 | SQ | Referenced Ophthalmic Axial Length Measurement QC Image Sequence
0022 | 1415 | CS | Ophthalmic Mapping Device Type
0022 | 1420 | SQ | Acquisition Method Code Sequence
0022 | 1423 | SQ | Acquisition Method Algorithm Sequence
0022 | 1436 | SQ | Ophthalmic Thickness Map Type Code Sequence
0022 | 1443 | SQ | Ophthalmic Thickness Mapping Normals Sequence
0022 | 1445 | SQ | Retinal Thickness Definition Code Sequence
0022 | 1450 | SQ | Pixel Value Mapping to Coded Concept Sequence
0022 | 1452 | US or SS | Mapped Pixel Value
0022 | 1454 | LO | Pixel Value Mapping Explanation
0022 | 1458 | SQ | Ophthalmic Thickness Map Quality Threshold Sequence
0022 | 1460 | FL | Ophthalmic Thickness Map Threshold Quality Rating
0022 | 1463 | FL | Anatomic Structure Reference Point
0022 | 1465 | SQ | Registration to Localizer Sequence
0022 | 1466 | CS | Registered Localizer Units
0022 | 1467 | FL | Registered Localizer Top Left Hand Corner
0022 | 1468 | FL | Registered Localizer Bottom Right Hand Corner
0022 | 1470 | SQ | Ophthalmic Thickness Map Quality Rating Sequence
0022 | 1472 | SQ | Relevant OPT Attributes Sequence
0022 | 1512 | SQ | Transformation Method Code Sequence
0022 | 1513 | SQ | Transformation Algorithm Sequence
0022 | 1515 | CS | Ophthalmic Axial Length Method
0022 | 1517 | FL | Ophthalmic FOV
0022 | 1518 | SQ | Two Dimensional to Three Dimensional Map Sequence
0022 | 1525 | SQ | Wide Field Ophthalmic Photography Quality Rating Sequence
0022 | 1526 | SQ | Wide Field Ophthalmic Photography Quality Threshold Sequence
0022 | 1527 | FL | Wide Field Ophthalmic Photography Threshold Quality Rating
0022 | 1528 | FL | X Coordinates Center Pixel View Angle
0022 | 1529 | FL | Y Coordinates Center Pixel View Angle
0022 | 1530 | UL | Number of Map Points
0022 | 1531 | OF | Two Dimensional to Three Dimensional Map Data
0024 | 0010 | FL | Visual Field Horizontal Extent
0024 | 0011 | FL | Visual Field Vertical Extent
0024 | 0012 | CS | Visual Field Shape
0024 | 0016 | SQ | Screening Test Mode Code Sequence
0024 | 0018 | FL | Maximum Stimulus Luminance
0024 | 0020 | FL | Background Luminance
0024 | 0021 | SQ | Stimulus Color Code Sequence
0024 | 0024 | SQ | Background Illumination Color Code Sequence
0024 | 0025 | FL | Stimulus Area
0024 | 0028 | FL | Stimulus Presentation Time
0024 | 0032 | SQ | Fixation Sequence
0024 | 0033 | SQ | Fixation Monitoring Code Sequence
0024 | 0034 | SQ | Visual Field Catch Trial Sequence
0024 | 0035 | US | Fixation Checked Quantity
0024 | 0036 | US | Patient Not Properly Fixated Quantity
0024 | 0037 | CS | Presented Visual Stimuli Data Flag
0024 | 0038 | US | Number of Visual Stimuli
0024 | 0039 | CS | Excessive Fixation Losses Data Flag
0024 | 0040 | CS | Excessive Fixation Losses
0024 | 0042 | US | Stimuli Retesting Quantity
0024 | 0044 | LT | Comments on Patient's Performance of Visual Field
0024 | 0045 | CS | False Negatives Estimate Flag
0024 | 0046 | FL | False Negatives Estimate
0024 | 0048 | US | Negative Catch Trials Quantity
0024 | 0050 | US | False Negatives Quantity
0024 | 0051 | CS | Excessive False Negatives Data Flag
0024 | 0052 | CS | Excessive False Negatives
0024 | 0053 | CS | False Positives Estimate Flag
0024 | 0054 | FL | False Positives Estimate
0024 | 0055 | CS | Catch Trials Data Flag
0024 | 0056 | US | Positive Catch Trials Quantity
0024 | 0057 | CS | Test Point Normals Data Flag
0024 | 0058 | SQ | Test Point Normals Sequence
0024 | 0059 | CS | Global Deviation Probability Normals Flag
0024 | 0060 | US | False Positives Quantity
0024 | 0061 | CS | Excessive False Positives Data Flag
0024 | 0062 | CS | Excessive False Positives
0024 | 0063 | CS | Visual Field Test Normals Flag
0024 | 0064 | SQ | Results Normals Sequence
0024 | 0065 | SQ | Age Corrected Sensitivity Deviation Algorithm Sequence
0024 | 0066 | FL | Global Deviation From Normal
0024 | 0067 | SQ | Generalized Defect Sensitivity Deviation Algorithm Sequence
0024 | 0068 | FL | Localized Deviation From Normal
0024 | 0069 | LO | Patient Reliability Indicator
0024 | 0070 | FL | Visual Field Mean Sensitivity
0024 | 0071 | FL | Global Deviation Probability
0024 | 0072 | CS | Local Deviation Probability Normals Flag
0024 | 0073 | FL | Localized Deviation Probability
0024 | 0074 | CS | Short Term Fluctuation Calculated
0024 | 0075 | FL | Short Term Fluctuation
0024 | 0076 | CS | Short Term Fluctuation Probability Calculated
0024 | 0077 | FL | Short Term Fluctuation Probability
0024 | 0078 | CS | Corrected Localized Deviation From Normal Calculated
0024 | 0079 | FL | Corrected Localized Deviation From Normal
0024 | 0080 | CS | Corrected Localized Deviation From Normal Probability Calculated
0024 | 0081 | FL | Corrected Localized Deviation From Normal Probability
0024 | 0083 | SQ | Global Deviation Probability Sequence
0024 | 0085 | SQ | Localized Deviation Probability Sequence
0024 | 0086 | CS | Foveal Sensitivity Measured
0024 | 0087 | FL | Foveal Sensitivity
0024 | 0088 | FL | Visual Field Test Duration
0024 | 0089 | SQ | Visual Field Test Point Sequence
0024 | 0090 | FL | Visual Field Test Point X-Coordinate
0024 | 0091 | FL | Visual Field Test Point Y-Coordinate
0024 | 0092 | FL | Age Corrected Sensitivity Deviation Value
0024 | 0093 | CS | Stimulus Results
0024 | 0094 | FL | Sensitivity Value
0024 | 0095 | CS | Retest Stimulus Seen
0024 | 0096 | FL | Retest Sensitivity Value
0024 | 0097 | SQ | Visual Field Test Point Normals Sequence
0024 | 0098 | FL | Quantified Defect
0024 | 0100 | FL | Age Corrected Sensitivity Deviation Probability Value
0024 | 0102 | CS | Generalized Defect Corrected Sensitivity Deviation Flag
0024 | 0103 | FL | Generalized Defect Corrected Sensitivity Deviation Value
0024 | 0104 | FL | Generalized Defect Corrected Sensitivity Deviation Probability Value
0024 | 0105 | FL | Minimum Sensitivity Value
0024 | 0106 | CS | Blind Spot Localized
0024 | 0107 | FL | Blind Spot X-Coordinate
0024 | 0108 | FL | Blind Spot Y-Coordinate
0024 | 0110 | SQ | Visual Acuity Measurement Sequence
0024 | 0112 | SQ | Refractive Parameters Used on Patient Sequence
0024 | 0113 | CS | Measurement Laterality
0024 | 0114 | SQ | Ophthalmic Patient Clinical Information Left Eye Sequence
0024 | 0115 | SQ | Ophthalmic Patient Clinical Information Right Eye Sequence
0024 | 0117 | CS | Foveal Point Normative Data Flag
0024 | 0118 | FL | Foveal Point Probability Value
0024 | 0120 | CS | Screening Baseline Measured
0024 | 0122 | SQ | Screening Baseline Measured Sequence
0024 | 0124 | CS | Screening Baseline Type
0024 | 0126 | FL | Screening Baseline Value
0024 | 0202 | LO | Algorithm Source
0024 | 0306 | LO | Data Set Name
0024 | 0307 | LO | Data Set Version
0024 | 0308 | LO | Data Set Source
0024 | 0309 | LO | Data Set Description
0024 | 0317 | SQ | Visual Field Test Reliability Global Index Sequence
0024 | 0320 | SQ | Visual Field Global Results Index Sequence
0024 | 0325 | SQ | Data Observation Sequence
0024 | 0338 | CS | Index Normals Flag
0024 | 0341 | FL | Index Probability
0024 | 0344 | SQ | Index Probability Sequence
0028 | 0002 | US | Samples per Pixel
0028 | 0003 | US | Samples per Pixel Used
0028 | 0004 | CS | Photometric Interpretation
0028 | 0006 | US | Planar Configuration
0028 | 0008 | IS | Number of Frames
0028 | 0009 | AT | Frame Increment Pointer
0028 | 000A | AT | Frame Dimension Pointer
0028 | 0010 | US | Rows
0028 | 0011 | US | Columns
0028 | 0014 | US | Ultrasound Color Data Present
0028 | 0030 | DS | Pixel Spacing
0028 | 0031 | DS | Zoom Factor
0028 | 0032 | DS | Zoom Center
0028 | 0034 | IS | Pixel Aspect Ratio
0028 | 0051 | CS | Corrected Image
0028 | 0100 | US | Bits Allocated
0028 | 0101 | US | Bits Stored
0028 | 0102 | US | High Bit
0028 | 0103 | US | Pixel Representation
0028 | 0106 | US or SS | Smallest Image Pixel Value
0028 | 0107 | US or SS | Largest Image Pixel Value
0028 | 0108 | US or SS | Smallest Pixel Value in Series
0028 | 0109 | US or SS | Largest Pixel Value in Series
0028 | 0120 | US or SS | Pixel Padding Value
0028 | 0121 | US or SS | Pixel Padding Range Limit
0028 | 0122 | FL | Float Pixel Padding Value
0028 | 0123 | FD | Double Float Pixel Padding Value
0028 | 0124 | FL | Float Pixel Padding Range Limit
0028 | 0125 | FD | Double Float Pixel Padding Range Limit
0028 | 0300 | CS | Quality Control Image
0028 | 0301 | CS | Burned In Annotation
0028 | 0302 | CS | Recognizable Visual Features
0028 | 0303 | CS | Longitudinal Temporal Information Modified
0028 | 0304 | UI | Referenced Color Palette Instance UID
0028 | 0A02 | CS | Pixel Spacing Calibration Type
0028 | 0A04 | LO | Pixel Spacing Calibration Description
0028 | 1040 | CS | Pixel Intensity Relationship
0028 | 1041 | SS | Pixel Intensity Relationship Sign
0028 | 1050 | DS | Window Center
0028 | 1051 | DS | Window Width
0028 | 1052 | DS | Rescale Intercept
0028 | 1053 | DS | Rescale Slope
0028 | 1054 | LO | Rescale Type
0028 | 1055 | LO | Window Center & Width Explanation
0028 | 1056 | CS | VOI LUT Function
0028 | 1090 | CS | Recommended Viewing Mode
0028 | 1101 | US or SS | Red Palette Color Lookup Table Descriptor
0028 | 1102 | US or SS | Green Palette Color Lookup Table Descriptor
0028 | 1103 | US or SS | Blue Palette Color Lookup Table Descriptor
0028 | 1104 | US | Alpha Palette Color Lookup Table Descriptor
0028 | 1199 | UI | Palette Color Lookup Table UID
0028 | 1201 | OW | Red Palette Color Lookup Table Data
0028 | 1202 | OW | Green Palette Color Lookup Table Data
0028 | 1203 | OW | Blue Palette Color Lookup Table Data
0028 | 1204 | OW | Alpha Palette Color Lookup Table Data
0028 | 1221 | OW | Segmented Red Palette Color Lookup Table Data
0028 | 1222 | OW | Segmented Green Palette Color Lookup Table Data
0028 | 1223 | OW | Segmented Blue Palette Color Lookup Table Data
0028 | 1224 | OW | Segmented Alpha Palette Color Lookup Table Data
0028 | 1300 | CS | Breast Implant Present
0028 | 1350 | CS | Partial View
0028 | 1351 | ST | Partial View Description
0028 | 1352 | SQ | Partial View Code Sequence
0028 | 135A | CS | Spatial Locations Preserved
0028 | 1401 | SQ | Data Frame Assignment Sequence
0028 | 1402 | CS | Data Path Assignment
0028 | 1403 | US | Bits Mapped to Color Lookup Table
0028 | 1404 | SQ | Blending LUT 1 Sequence
0028 | 1405 | CS | Blending LUT 1 Transfer Function
0028 | 1406 | FD | Blending Weight Constant
0028 | 1407 | US | Blending Lookup Table Descriptor
0028 | 1408 | OW | Blending Lookup Table Data
0028 | 140B | SQ | Enhanced Palette Color Lookup Table Sequence
0028 | 140C | SQ | Blending LUT 2 Sequence
0028 | 140D | CS | Blending LUT 2 Transfer Function
0028 | 140E | CS | Data Path ID
0028 | 140F | CS | RGB LUT Transfer Function
0028 | 1410 | CS | Alpha LUT Transfer Function
0028 | 2000 | OB | ICC Profile
0028 | 2002 | CS | Color Space
0028 | 2110 | CS | Lossy Image Compression
0028 | 2112 | DS | Lossy Image Compression Ratio
0028 | 2114 | CS | Lossy Image Compression Method
0028 | 3000 | SQ | Modality LUT Sequence
0028 | 3002 | US or SS | LUT Descriptor
0028 | 3003 | LO | LUT Explanation
0028 | 3004 | LO | Modality LUT Type
0028 | 3006 | US or OW | LUT Data
0028 | 3010 | SQ | VOI LUT Sequence
0028 | 3110 | SQ | Softcopy VOI LUT Sequence
0028 | 6010 | US | Representative Frame Number
0028 | 6020 | US | Frame Numbers of Interest FOI)
0028 | 6022 | LO | Frame of Interest Description
0028 | 6023 | CS | Frame of Interest Type
0028 | 6040 | US | R Wave Pointer
0028 | 6100 | SQ | Mask Subtraction Sequence
0028 | 6101 | CS | Mask Operation
0028 | 6102 | US | Applicable Frame Range
0028 | 6110 | US | Mask Frame Numbers
0028 | 6112 | US | Contrast Frame Averaging
0028 | 6114 | FL | Mask Sub-pixel Shift
0028 | 6120 | SS | TID Offset
0028 | 6190 | ST | Mask Operation Explanation
0028 | 7000 | SQ | Equipment Administrator Sequence
0028 | 7001 | US | Number of Display Subsystems
0028 | 7002 | US | Current Configuration ID
0028 | 7003 | US | Display Subsystem ID
0028 | 7004 | SH | Display Subsystem Name
0028 | 7005 | LO | Display Subsystem Description
0028 | 7006 | CS | System Status
0028 | 7007 | LO | System Status Comment
0028 | 7008 | SQ | Target Luminance Characteristics Sequence
0028 | 7009 | US | Luminance Characteristics ID
0028 | 700A | SQ | Display Subsystem Configuration Sequence
0028 | 700B | US | Configuration ID
0028 | 700C | SH | Configuration Name
0028 | 700D | LO | Configuration Description
0028 | 700E | US | Referenced Target Luminance Characteristics ID
0028 | 700F | SQ | QA Results Sequence
0028 | 7010 | SQ | Display Subsystem QA Results Sequence
0028 | 7011 | SQ | Configuration QA Results Sequence
0028 | 7012 | SQ | Measurement Equipment Sequence
0028 | 7013 | CS | Measurement Functions
0028 | 7014 | CS | Measurement Equipment Type
0028 | 7015 | SQ | Visual Evaluation Result Sequence
0028 | 7016 | SQ | Display Calibration Result Sequence
0028 | 7017 | US | DDL Value
0028 | 7018 | FL | CIExy White Point
0028 | 7019 | CS | Display Function Type
0028 | 701A | FL | Gamma Value
0028 | 701B | US | Number of Luminance Points
0028 | 701C | SQ | Luminance Response Sequence
0028 | 701D | FL | Target Minimum Luminance
0028 | 701E | FL | Target Maximum Luminance
0028 | 701F | FL | Luminance Value
0028 | 7020 | LO | Luminance Response Description
0028 | 7021 | CS | White Point Flag
0028 | 7022 | SQ | Display Device Type Code Sequence
0028 | 7023 | SQ | Display Subsystem Sequence
0028 | 7024 | SQ | Luminance Result Sequence
0028 | 7025 | CS | Ambient Light Value Source
0028 | 7026 | CS | Measured Characteristics
0028 | 7027 | SQ | Luminance Uniformity Result Sequence
0028 | 7028 | SQ | Visual Evaluation Test Sequence
0028 | 7029 | CS | Test Result
0028 | 702A | LO | Test Result Comment
0028 | 702B | CS | Test Image Validation
0028 | 702C | SQ | Test Pattern Code Sequence
0028 | 702D | SQ | Measurement Pattern Code Sequence
0028 | 702E | SQ | Visual Evaluation Method Code Sequence
0028 | 7FE0 | UR | Pixel Data Provider URL
0028 | 9001 | UL | Data Point Rows
0028 | 9002 | UL | Data Point Columns
0028 | 9003 | CS | Signal Domain Columns
0028 | 9108 | CS | Data Representation
0028 | 9110 | SQ | Pixel Measures Sequence
0028 | 9132 | SQ | Frame VOI LUT Sequence
0028 | 9145 | SQ | Pixel Value Transformation Sequence
0028 | 9235 | CS | Signal Domain Rows
0028 | 9411 | FL | Display Filter Percentage
0028 | 9415 | SQ | Frame Pixel Shift Sequence
0028 | 9416 | US | Subtraction Item ID
0028 | 9422 | SQ | Pixel Intensity Relationship LUT Sequence
0028 | 9443 | SQ | Frame Pixel Data Properties Sequence
0028 | 9444 | CS | Geometrical Properties
0028 | 9445 | FL | Geometric Maximum Distortion
0028 | 9446 | CS | Image Processing Applied
0028 | 9454 | CS | Mask Selection Mode
0028 | 9474 | CS | LUT Function
0028 | 9478 | FL | Mask Visibility Percentage
0028 | 9501 | SQ | Pixel Shift Sequence
0028 | 9502 | SQ | Region Pixel Shift Sequence
0028 | 9503 | SS | Vertices of the Region
0028 | 9505 | SQ | Multi-frame Presentation Sequence
0028 | 9506 | US | Pixel Shift Frame Range
0028 | 9507 | US | LUT Frame Range
0028 | 9520 | DS | Image to Equipment Mapping Matrix
0028 | 9537 | CS | Equipment Coordinate System Identification
0032 | 1031 | SQ | Requesting Physician Identification Sequence
0032 | 1032 | PN | Requesting Physician
0032 | 1033 | LO | Requesting Service
0032 | 1034 | SQ | Requesting Service Code Sequence
0032 | 1060 | LO | Requested Procedure Description
0032 | 1064 | SQ | Requested Procedure Code Sequence
0032 | 1070 | LO | Requested Contrast Agent
0038 | 0004 | SQ | Referenced Patient Alias Sequence
0038 | 0008 | CS | Visit Status ID
0038 | 0010 | LO | Admission ID
0038 | 0014 | SQ | Issuer of Admission ID Sequence
0038 | 0016 | LO | Route of Admissions
0038 | 0020 | DA | Admitting Date
0038 | 0021 | TM | Admitting Time
0038 | 0050 | LO | Special Needs
0038 | 0060 | LO | Service Episode ID
0038 | 0062 | LO | Service Episode Description
0038 | 0064 | SQ | Issuer of Service Episode ID Sequence
0038 | 0100 | SQ | Pertinent Documents Sequence
0038 | 0101 | SQ | Pertinent Resources Sequence
0038 | 0102 | LO | Resource Description
0038 | 0300 | LO | Current Patient Location
0038 | 0400 | LO | Patient's Institution Residence
0038 | 0500 | LO | Patient State
0038 | 0502 | SQ | Patient Clinical Trial Participation Sequence
0038 | 4000 | LT | Visit Comments
003A | 0004 | CS | Waveform Originality
003A | 0005 | US | Number of Waveform Channels
003A | 0010 | UL | Number of Waveform Samples
003A | 001A | DS | Sampling Frequency
003A | 0020 | SH | Multiplex Group Label
003A | 0200 | SQ | Channel Definition Sequence
003A | 0202 | IS | Waveform Channel Number
003A | 0203 | SH | Channel Label
003A | 0205 | CS | Channel Status
003A | 0208 | SQ | Channel Source Sequence
003A | 0209 | SQ | Channel Source Modifiers Sequence
003A | 020A | SQ | Source Waveform Sequence
003A | 020C | LO | Channel Derivation Description
003A | 0210 | DS | Channel Sensitivity
003A | 0211 | SQ | Channel Sensitivity Units Sequence
003A | 0212 | DS | Channel Sensitivity Correction Factor
003A | 0213 | DS | Channel Baseline
003A | 0214 | DS | Channel Time Skew
003A | 0215 | DS | Channel Sample Skew
003A | 0218 | DS | Channel Offset
003A | 021A | US | Waveform Bits Stored
003A | 0220 | DS | Filter Low Frequency
003A | 0221 | DS | Filter High Frequency
003A | 0222 | DS | Notch Filter Frequency
003A | 0223 | DS | Notch Filter Bandwidth
003A | 0230 | FL | Waveform Data Display Scale
003A | 0231 | US | Waveform Display Background CIELab Value
003A | 0240 | SQ | Waveform Presentation Group Sequence
003A | 0241 | US | Presentation Group Number
003A | 0242 | SQ | Channel Display Sequence
003A | 0244 | US | Channel Recommended Display CIELab Value
003A | 0245 | FL | Channel Position
003A | 0246 | CS | Display Shading Flag
003A | 0247 | FL | Fractional Channel Display Scale
003A | 0248 | FL | Absolute Channel Display Scale
003A | 0300 | SQ | Multiplexed Audio Channels Description Code Sequence
003A | 0301 | IS | Channel Identification Code
003A | 0302 | CS | Channel Mode
0040 | 0001 | AE | Scheduled Station AE Title
0040 | 0002 | DA | Scheduled Procedure Step Start Date
0040 | 0003 | TM | Scheduled Procedure Step Start Time
0040 | 0004 | DA | Scheduled Procedure Step End Date
0040 | 0005 | TM | Scheduled Procedure Step End Time
0040 | 0006 | PN | Scheduled Performing Physician's Name
0040 | 0007 | LO | Scheduled Procedure Step Description
0040 | 0008 | SQ | Scheduled Protocol Code Sequence
0040 | 0009 | SH | Scheduled Procedure Step ID
0040 | 000A | SQ | Stage Code Sequence
0040 | 000B | SQ | Scheduled Performing Physician Identification Sequence
0040 | 0010 | SH | Scheduled Station Name
0040 | 0011 | SH | Scheduled Procedure Step Location
0040 | 0012 | LO | Pre-Medication
0040 | 0020 | CS | Scheduled Procedure Step Status
0040 | 0026 | SQ | Order Placer Identifier Sequence
0040 | 0027 | SQ | Order Filler Identifier Sequence
0040 | 0031 | UT | Local Namespace Entity ID
0040 | 0032 | UT | Universal Entity ID
0040 | 0033 | CS | Universal Entity ID Type
0040 | 0035 | CS | Identifier Type Code
0040 | 0036 | SQ | Assigning Facility Sequence
0040 | 0039 | SQ | Assigning Jurisdiction Code Sequence
0040 | 003A | SQ | Assigning Agency or Department Code Sequence
0040 | 0100 | SQ | Scheduled Procedure Step Sequence
0040 | 0220 | SQ | Referenced Non-Image Composite SOP Instance Sequence
0040 | 0241 | AE | Performed Station AE Title
0040 | 0242 | SH | Performed Station Name
0040 | 0243 | SH | Performed Location
0040 | 0244 | DA | Performed Procedure Step Start Date
0040 | 0245 | TM | Performed Procedure Step Start Time
0040 | 0250 | DA | Performed Procedure Step End Date
0040 | 0251 | TM | Performed Procedure Step End Time
0040 | 0252 | CS | Performed Procedure Step Status
0040 | 0253 | SH | Performed Procedure Step ID
0040 | 0254 | LO | Performed Procedure Step Description
0040 | 0255 | LO | Performed Procedure Type Description
0040 | 0260 | SQ | Performed Protocol Code Sequence
0040 | 0261 | CS | Performed Protocol Type
0040 | 0270 | SQ | Scheduled Step Attributes Sequence
0040 | 0275 | SQ | Request Attributes Sequence
0040 | 0280 | ST | Comments on the Performed Procedure Step
0040 | 0281 | SQ | Performed Procedure Step Discontinuation Reason Code Sequence
0040 | 0293 | SQ | Quantity Sequence
0040 | 0294 | DS | Quantity
0040 | 0295 | SQ | Measuring Units Sequence
0040 | 0296 | SQ | Billing Item Sequence
0040 | 0300 | US | Total Time of Fluoroscopy
0040 | 0301 | US | Total Number of Exposures
0040 | 0302 | US | Entrance Dose
0040 | 0303 | US | Exposed Area
0040 | 0306 | DS | Distance Source to Entrance
0040 | 030E | SQ | Exposure Dose Sequence
0040 | 0310 | ST | Comments on Radiation Dose
0040 | 0312 | DS | X-Ray Output
0040 | 0314 | DS | Half Value Layer
0040 | 0316 | DS | Organ Dose
0040 | 0318 | CS | Organ Exposed
0040 | 0320 | SQ | Billing Procedure Step Sequence
0040 | 0321 | SQ | Film Consumption Sequence
0040 | 0324 | SQ | Billing Supplies and Devices Sequence
0040 | 0340 | SQ | Performed Series Sequence
0040 | 0400 | LT | Comments on the Scheduled Procedure Step
0040 | 0440 | SQ | Protocol Context Sequence
0040 | 0441 | SQ | Content Item Modifier Sequence
0040 | 0500 | SQ | Scheduled Specimen Sequence
0040 | 0512 | LO | Container Identifier
0040 | 0513 | SQ | Issuer of the Container Identifier Sequence
0040 | 0515 | SQ | Alternate Container Identifier Sequence
0040 | 0518 | SQ | Container Type Code Sequence
0040 | 051A | LO | Container Description
0040 | 0520 | SQ | Container Component Sequence
0040 | 0551 | LO | Specimen Identifier
0040 | 0554 | UI | Specimen UID
0040 | 0555 | SQ | Acquisition Context Sequence
0040 | 0556 | ST | Acquisition Context Description
0040 | 059A | SQ | Specimen Type Code Sequence
0040 | 0560 | SQ | Specimen Description Sequence
0040 | 0562 | SQ | Issuer of the Specimen Identifier Sequence
0040 | 0600 | LO | Specimen Short Description
0040 | 0602 | UT | Specimen Detailed Description
0040 | 0610 | SQ | Specimen Preparation Sequence
0040 | 0612 | SQ | Specimen Preparation Step Content Item Sequence
0040 | 0620 | SQ | Specimen Localization Content Item Sequence
0040 | 071A | SQ | Image Center Point Coordinates Sequence
0040 | 072A | DS | X Offset in Slide Coordinate System
0040 | 073A | DS | Y Offset in Slide Coordinate System
0040 | 074A | DS | Z Offset in Slide Coordinate System
0040 | 08EA | SQ | Measurement Units Code Sequence
0040 | 1001 | SH | Requested Procedure ID
0040 | 1002 | LO | Reason for the Requested Procedure
0040 | 1003 | SH | Requested Procedure Priority
0040 | 1004 | LO | Patient Transport Arrangements
0040 | 1005 | LO | Requested Procedure Location
0040 | 1008 | LO | Confidentiality Code
0040 | 1009 | SH | Reporting Priority
0040 | 100A | SQ | Reason for Requested Procedure Code Sequence
0040 | 1010 | PN | Names of Intended Recipients of Results
0040 | 1011 | SQ | Intended Recipients of Results Identification Sequence
0040 | 1012 | SQ | Reason For Performed Procedure Code Sequence
0040 | 1101 | SQ | Person Identification Code Sequence
0040 | 1102 | ST | Person's Address
0040 | 1103 | LO | Person's Telephone Numbers
0040 | 1104 | LT | Person's Telecom Information
0040 | 1400 | LT | Requested Procedure Comments
0040 | 2004 | DA | Issue Date of Imaging Service Request
0040 | 2005 | TM | Issue Time of Imaging Service Request
0040 | 2008 | PN | Order Entered By
0040 | 2009 | SH | Order Enterer's Location
0040 | 2010 | SH | Order Callback Phone Number
0040 | 2011 | LT | Order Callback Telecom Information
0040 | 2016 | LO | Placer Order Number / Imaging Service Request
0040 | 2017 | LO | Filler Order Number / Imaging Service Request
0040 | 2400 | LT | Imaging Service Request Comments
0040 | 3001 | LO | Confidentiality Constraint on Patient Data Description
0040 | 4005 | DT | Scheduled Procedure Step Start DateTime
0040 | 4007 | SQ | Performed Processing Applications Code Sequence
0040 | 4009 | SQ | Human Performer Code Sequence
0040 | 4010 | DT | Scheduled Procedure Step Modification DateTime
0040 | 4011 | DT | Expected Completion DateTime
0040 | 4018 | SQ | Scheduled Workitem Code Sequence
0040 | 4019 | SQ | Performed Workitem Code Sequence
0040 | 4020 | CS | Input Availability Flag
0040 | 4021 | SQ | Input Information Sequence
0040 | 4025 | SQ | Scheduled Station Name Code Sequence
0040 | 4026 | SQ | Scheduled Station Class Code Sequence
0040 | 4027 | SQ | Scheduled Station Geographic Location Code Sequence
0040 | 4028 | SQ | Performed Station Name Code Sequence
0040 | 4029 | SQ | Performed Station Class Code Sequence
0040 | 4030 | SQ | Performed Station Geographic Location Code Sequence
0040 | 4033 | SQ | Output Information Sequence
0040 | 4034 | SQ | Scheduled Human Performers Sequence
0040 | 4035 | SQ | Actual Human Performers Sequence
0040 | 4036 | LO | Human Performer's Organization
0040 | 4037 | PN | Human Performer's Name
0040 | 4040 | CS | Raw Data Handling
0040 | 4041 | CS | Input Readiness State
0040 | 4050 | DT | Performed Procedure Step Start DateTime
0040 | 4051 | DT | Performed Procedure Step End DateTime
0040 | 4052 | DT | Procedure Step Cancellation DateTime
0040 | 4070 | SQ | Output Destination Sequence
0040 | 4071 | SQ | DICOM Storage Sequence
0040 | 4072 | SQ | STOW-RS Storage Sequence
0040 | 4073 | UR | Storage URL
0040 | 4074 | SQ | XDS Storage Sequence
0040 | 8302 | DS | Entrance Dose in mGy
0040 | 9092 | SQ | Parametric Map Frame Type Sequence
0040 | 9094 | SQ | Referenced Image Real World Value Mapping Sequence
0040 | 9096 | SQ | Real World Value Mapping Sequence
0040 | 9098 | SQ | Pixel Value Mapping Code Sequence
0040 | 9210 | SH | LUT Label
0040 | 9211 | US or SS | Real World Value Last Value Mapped
0040 | 9212 | FD | Real World Value LUT Data
0040 | 9213 | FD | Double Float Real World Value Last Value Mapped
0040 | 9214 | FD | Double Float Real World Value First Value Mapped
0040 | 9216 | US or SS | Real World Value First Value Mapped
0040 | 9220 | SQ | Quantity Definition Sequence
0040 | 9224 | FD | Real World Value Intercept
0040 | 9225 | FD | Real World Value Slope
0040 | A010 | CS | Relationship Type
0040 | A027 | LO | Verifying Organization
0040 | A030 | DT | Verification DateTime
0040 | A032 | DT | Observation DateTime
0040 | A040 | CS | Value Type
0040 | A043 | SQ | Concept Name Code Sequence
0040 | A050 | CS | Continuity Of Content
0040 | A073 | SQ | Verifying Observer Sequence
0040 | A075 | PN | Verifying Observer Name
0040 | A078 | SQ | Author Observer Sequence
0040 | A07A | SQ | Participant Sequence
0040 | A07C | SQ | Custodial Organization Sequence
0040 | A080 | CS | Participation Type
0040 | A082 | DT | Participation DateTime
0040 | A084 | CS | Observer Type
0040 | A088 | SQ | Verifying Observer Identification Code Sequence
0040 | A0B0 | US | Referenced Waveform Channels
0040 | A120 | DT | DateTime
0040 | A121 | DA | Date
0040 | A122 | TM | Time
0040 | A123 | PN | Person Name
0040 | A124 | UI | UID
0040 | A130 | CS | Temporal Range Type
0040 | A132 | UL | Referenced Sample Positions
0040 | A136 | US | Referenced Frame Numbers
0040 | A138 | DS | Referenced Time Offsets
0040 | A13A | DT | Referenced DateTime
0040 | A160 | UT | Text Value
0040 | A161 | FD | Floating Point Value
0040 | A162 | SL | Rational Numerator Value
0040 | A163 | UL | Rational Denominator Value
0040 | A168 | SQ | Concept Code Sequence
0040 | A170 | SQ | Purpose of Reference Code Sequence
0040 | A171 | UI | Observation UID
0040 | A180 | US | Annotation Group Number
0040 | A195 | SQ | Modifier Code Sequence
0040 | A300 | SQ | Measured Value Sequence
0040 | A301 | SQ | Numeric Value Qualifier Code Sequence
0040 | A30A | DS | Numeric Value
0040 | A360 | SQ | Predecessor Documents Sequence
0040 | A370 | SQ | Referenced Request Sequence
0040 | A372 | SQ | Performed Procedure Code Sequence
0040 | A375 | SQ | Current Requested Procedure Evidence Sequence
0040 | A385 | SQ | Pertinent Other Evidence Sequence
0040 | A390 | SQ | HL7 Structured Document Reference Sequence
0040 | A491 | CS | Completion Flag
0040 | A492 | LO | Completion Flag Description
0040 | A493 | CS | Verification Flag
0040 | A494 | CS | Archive Requested
0040 | A496 | CS | Preliminary Flag
0040 | A504 | SQ | Content Template Sequence
0040 | A525 | SQ | Identical Documents Sequence
0040 | A730 | SQ | Content Sequence
0040 | B020 | SQ | Waveform Annotation Sequence
0040 | DB00 | CS | Template Identifier
0040 | DB73 | UL | Referenced Content Item Identifier
0040 | E001 | ST | HL7 Instance Identifier
0040 | E004 | DT | HL7 Document Effective Time
0040 | E006 | SQ | HL7 Document Type Code Sequence
0040 | E008 | SQ | Document Class Code Sequence
0040 | E010 | UR | Retrieve URI
0040 | E011 | UI | Retrieve Location UID
0040 | E020 | CS | Type of Instances
0040 | E021 | SQ | DICOM Retrieval Sequence
0040 | E022 | SQ | DICOM Media Retrieval Sequence
0040 | E023 | SQ | WADO Retrieval Sequence
0040 | E024 | SQ | XDS Retrieval Sequence
0040 | E025 | SQ | WADO-RS Retrieval Sequence
0040 | E030 | UI | Repository Unique ID
0040 | E031 | UI | Home Community ID
0042 | 0010 | ST | Document Title
0042 | 0011 | OB | Encapsulated Document
0042 | 0012 | LO | MIME Type of Encapsulated Document
0042 | 0013 | SQ | Source Instance Sequence
0042 | 0014 | LO | List of MIME Types
0044 | 0001 | ST | Product Package Identifier
0044 | 0002 | CS | Substance Administration Approval
0044 | 0003 | LT | Approval Status Further Description
0044 | 0004 | DT | Approval Status DateTime
0044 | 0007 | SQ | Product Type Code Sequence
0044 | 0008 | LO | Product Name
0044 | 0009 | LT | Product Description
0044 | 000A | LO | Product Lot Identifier
0044 | 000B | DT | Product Expiration DateTime
0044 | 0010 | DT | Substance Administration DateTime
0044 | 0011 | LO | Substance Administration Notes
0044 | 0012 | LO | Substance Administration Device ID
0044 | 0013 | SQ | Product Parameter Sequence
0044 | 0019 | SQ | Substance Administration Parameter Sequence
0046 | 0012 | LO | Lens Description
0046 | 0014 | SQ | Right Lens Sequence
0046 | 0015 | SQ | Left Lens Sequence
0046 | 0016 | SQ | Unspecified Laterality Lens Sequence
0046 | 0018 | SQ | Cylinder Sequence
0046 | 0028 | SQ | Prism Sequence
0046 | 0030 | FD | Horizontal Prism Power
0046 | 0032 | CS | Horizontal Prism Base
0046 | 0034 | FD | Vertical Prism Power
0046 | 0036 | CS | Vertical Prism Base
0046 | 0038 | CS | Lens Segment Type
0046 | 0040 | FD | Optical Transmittance
0046 | 0042 | FD | Channel Width
0046 | 0044 | FD | Pupil Size
0046 | 0046 | FD | Corneal Size
0046 | 0050 | SQ | Autorefraction Right Eye Sequence
0046 | 0052 | SQ | Autorefraction Left Eye Sequence
0046 | 0060 | FD | Distance Pupillary Distance
0046 | 0062 | FD | Near Pupillary Distance
0046 | 0063 | FD | Intermediate Pupillary Distance
0046 | 0064 | FD | Other Pupillary Distance
0046 | 0070 | SQ | Keratometry Right Eye Sequence
0046 | 0071 | SQ | Keratometry Left Eye Sequence
0046 | 0074 | SQ | Steep Keratometric Axis Sequence
0046 | 0075 | FD | Radius of Curvature
0046 | 0076 | FD | Keratometric Power
0046 | 0077 | FD | Keratometric Axis
0046 | 0080 | SQ | Flat Keratometric Axis Sequence
0046 | 0092 | CS | Background Color
0046 | 0094 | CS | Optotype
0046 | 0095 | CS | Optotype Presentation
0046 | 0097 | SQ | Subjective Refraction Right Eye Sequence
0046 | 0098 | SQ | Subjective Refraction Left Eye Sequence
0046 | 0100 | SQ | Add Near Sequence
0046 | 0101 | SQ | Add Intermediate Sequence
0046 | 0102 | SQ | Add Other Sequence
0046 | 0104 | FD | Add Power
0046 | 0106 | FD | Viewing Distance
0046 | 0121 | SQ | Visual Acuity Type Code Sequence
0046 | 0122 | SQ | Visual Acuity Right Eye Sequence
0046 | 0123 | SQ | Visual Acuity Left Eye Sequence
0046 | 0124 | SQ | Visual Acuity Both Eyes Open Sequence
0046 | 0125 | CS | Viewing Distance Type
0046 | 0135 | SS | Visual Acuity Modifiers
0046 | 0137 | FD | Decimal Visual Acuity
0046 | 0139 | LO | Optotype Detailed Definition
0046 | 0145 | SQ | Referenced Refractive Measurements Sequence
0046 | 0146 | FD | Sphere Power
0046 | 0147 | FD | Cylinder Power
0046 | 0201 | CS | Corneal Topography Surface
0046 | 0202 | FL | Corneal Vertex Location
0046 | 0203 | FL | Pupil Centroid X-Coordinate
0046 | 0204 | FL | Pupil Centroid Y-Coordinate
0046 | 0205 | FL | Equivalent Pupil Radius
0046 | 0207 | SQ | Corneal Topography Map Type Code Sequence
0046 | 0208 | IS | Vertices of the Outline of Pupil
0046 | 0210 | SQ | Corneal Topography Mapping Normals Sequence
0046 | 0211 | SQ | Maximum Corneal Curvature Sequence
0046 | 0212 | FL | Maximum Corneal Curvature
0046 | 0213 | FL | Maximum Corneal Curvature Location
0046 | 0215 | SQ | Minimum Keratometric Sequence
0046 | 0218 | SQ | Simulated Keratometric Cylinder Sequence
0046 | 0220 | FL | Average Corneal Power
0046 | 0224 | FL | Corneal I-S Value
0046 | 0227 | FL | Analyzed Area
0046 | 0230 | FL | Surface Regularity Index
0046 | 0232 | FL | Surface Asymmetry Index
0046 | 0234 | FL | Corneal Eccentricity Index
0046 | 0236 | FL | Keratoconus Prediction Index
0046 | 0238 | FL | Decimal Potential Visual Acuity
0046 | 0242 | CS | Corneal Topography Map Quality Evaluation
0046 | 0244 | SQ | Source Image Corneal Processed Data Sequence
0046 | 0247 | FL | Corneal Point Location
0046 | 0248 | CS | Corneal Point Estimated
0046 | 0249 | FL | Axial Power
0046 | 0250 | FL | Tangential Power
0046 | 0251 | FL | Refractive Power
0046 | 0252 | FL | Relative Elevation
0046 | 0253 | FL | Corneal Wavefront
0048 | 0001 | FL | Imaged Volume Width
0048 | 0002 | FL | Imaged Volume Height
0048 | 0003 | FL | Imaged Volume Depth
0048 | 0006 | UL | Total Pixel Matrix Columns
0048 | 0007 | UL | Total Pixel Matrix Rows
0048 | 0008 | SQ | Total Pixel Matrix Origin Sequence
0048 | 0010 | CS | Specimen Label in Image
0048 | 0011 | CS | Focus Method
0048 | 0012 | CS | Extended Depth of Field
0048 | 0013 | US | Number of Focal Planes
0048 | 0014 | FL | Distance Between Focal Planes
0048 | 0015 | US | Recommended Absent Pixel CIELab Value
0048 | 0100 | SQ | Illuminator Type Code Sequence
0048 | 0102 | DS | Image Orientation Slide)
0048 | 0105 | SQ | Optical Path Sequence
0048 | 0106 | SH | Optical Path Identifier
0048 | 0107 | ST | Optical Path Description
0048 | 0108 | SQ | Illumination Color Code Sequence
0048 | 0110 | SQ | Specimen Reference Sequence
0048 | 0111 | DS | Condenser Lens Power
0048 | 0112 | DS | Objective Lens Power
0048 | 0113 | DS | Objective Lens Numerical Aperture
0048 | 0120 | SQ | Palette Color Lookup Table Sequence
0048 | 0200 | SQ | Referenced Image Navigation Sequence
0048 | 0201 | US | Top Left Hand Corner of Localizer Area
0048 | 0202 | US | Bottom Right Hand Corner of Localizer Area
0048 | 0207 | SQ | Optical Path Identification Sequence
0048 | 021A | SQ | Plane Position Slide) Sequence
0048 | 021E | SL | Column Position In Total Image Pixel Matrix
0048 | 021F | SL | Row Position In Total Image Pixel Matrix
0048 | 0301 | CS | Pixel Origin Interpretation
0050 | 0004 | CS | Calibration Image
0050 | 0010 | SQ | Device Sequence
0050 | 0012 | SQ | Container Component Type Code Sequence
0050 | 0013 | FD | Container Component Thickness
0050 | 0014 | DS | Device Length
0050 | 0015 | FD | Container Component Width
0050 | 0016 | DS | Device Diameter
0050 | 0017 | CS | Device Diameter Units
0050 | 0018 | DS | Device Volume
0050 | 0019 | DS | Inter-Marker Distance
0050 | 001A | CS | Container Component Material
0050 | 001B | LO | Container Component ID
0050 | 001C | FD | Container Component Length
0050 | 001D | FD | Container Component Diameter
0050 | 001E | LO | Container Component Description
0050 | 0020 | LO | Device Description
0052 | 0001 | FL | Contrast/Bolus Ingredient Percent by Volume
0052 | 0002 | FD | OCT Focal Distance
0052 | 0003 | FD | Beam Spot Size
0052 | 0004 | FD | Effective Refractive Index
0052 | 0006 | CS | OCT Acquisition Domain
0052 | 0007 | FD | OCT Optical Center Wavelength
0052 | 0008 | FD | Axial Resolution
0052 | 0009 | FD | Ranging Depth
0052 | 0011 | FD | A-line Rate
0052 | 0012 | US | A-lines Per Frame
0052 | 0013 | FD | Catheter Rotational Rate
0052 | 0014 | FD | A-line Pixel Spacing
0052 | 0016 | SQ | Mode of Percutaneous Access Sequence
0052 | 0025 | SQ | Intravascular OCT Frame Type Sequence
0052 | 0026 | CS | OCT Z Offset Applied
0052 | 0027 | SQ | Intravascular Frame Content Sequence
0052 | 0028 | FD | Intravascular Longitudinal Distance
0052 | 0029 | SQ | Intravascular OCT Frame Content Sequence
0052 | 0030 | SS | OCT Z Offset Correction
0052 | 0031 | CS | Catheter Direction of Rotation
0052 | 0033 | FD | Seam Line Location
0052 | 0034 | FD | First A-line Location
0052 | 0036 | US | Seam Line Index
0052 | 0038 | US | Number of Padded A-lines
0052 | 0039 | CS | Interpolation Type
0052 | 003A | CS | Refractive Index Applied
0054 | 0010 | US | Energy Window Vector
0054 | 0011 | US | Number of Energy Windows
0054 | 0012 | SQ | Energy Window Information Sequence
0054 | 0013 | SQ | Energy Window Range Sequence
0054 | 0014 | DS | Energy Window Lower Limit
0054 | 0015 | DS | Energy Window Upper Limit
0054 | 0016 | SQ | Radiopharmaceutical Information Sequence
0054 | 0017 | IS | Residual Syringe Counts
0054 | 0018 | SH | Energy Window Name
0054 | 0020 | US | Detector Vector
0054 | 0021 | US | Number of Detectors
0054 | 0022 | SQ | Detector Information Sequence
0054 | 0030 | US | Phase Vector
0054 | 0031 | US | Number of Phases
0054 | 0032 | SQ | Phase Information Sequence
0054 | 0033 | US | Number of Frames in Phase
0054 | 0036 | IS | Phase Delay
0054 | 0038 | IS | Pause Between Frames
0054 | 0039 | CS | Phase Description
0054 | 0050 | US | Rotation Vector
0054 | 0051 | US | Number of Rotations
0054 | 0052 | SQ | Rotation Information Sequence
0054 | 0053 | US | Number of Frames in Rotation
0054 | 0060 | US | R-R Interval Vector
0054 | 0061 | US | Number of R-R Intervals
0054 | 0062 | SQ | Gated Information Sequence
0054 | 0063 | SQ | Data Information Sequence
0054 | 0070 | US | Time Slot Vector
0054 | 0071 | US | Number of Time Slots
0054 | 0072 | SQ | Time Slot Information Sequence
0054 | 0073 | DS | Time Slot Time
0054 | 0080 | US | Slice Vector
0054 | 0081 | US | Number of Slices
0054 | 0090 | US | Angular View Vector
0054 | 0100 | US | Time Slice Vector
0054 | 0101 | US | Number of Time Slices
0054 | 0200 | DS | Start Angle
0054 | 0202 | CS | Type of Detector Motion
0054 | 0210 | IS | Trigger Vector
0054 | 0211 | US | Number of Triggers in Phase
0054 | 0220 | SQ | View Code Sequence
0054 | 0222 | SQ | View Modifier Code Sequence
0054 | 0300 | SQ | Radionuclide Code Sequence
0054 | 0302 | SQ | Administration Route Code Sequence
0054 | 0304 | SQ | Radiopharmaceutical Code Sequence
0054 | 0306 | SQ | Calibration Data Sequence
0054 | 0308 | US | Energy Window Number
0054 | 0400 | SH | Image ID
0054 | 0410 | SQ | Patient Orientation Code Sequence
0054 | 0412 | SQ | Patient Orientation Modifier Code Sequence
0054 | 0414 | SQ | Patient Gantry Relationship Code Sequence
0054 | 0500 | CS | Slice Progression Direction
0054 | 0501 | CS | Scan Progression Direction
0054 | 1000 | CS | Series Type
0054 | 1001 | CS | Units
0054 | 1002 | CS | Counts Source
0054 | 1004 | CS | Reprojection Method
0054 | 1006 | CS | SUV Type
0054 | 1100 | CS | Randoms Correction Method
0054 | 1101 | LO | Attenuation Correction Method
0054 | 1102 | CS | Decay Correction
0054 | 1103 | LO | Reconstruction Method
0054 | 1104 | LO | Detector Lines of Response Used
0054 | 1105 | LO | Scatter Correction Method
0054 | 1200 | DS | Axial Acceptance
0054 | 1201 | IS | Axial Mash
0054 | 1202 | IS | Transverse Mash
0054 | 1203 | DS | Detector Element Size
0054 | 1210 | DS | Coincidence Window Width
0054 | 1220 | CS | Secondary Counts Type
0054 | 1300 | DS | Frame Reference Time
0054 | 1310 | IS | Primary Prompts) Counts Accumulated
0054 | 1311 | IS | Secondary Counts Accumulated
0054 | 1320 | DS | Slice Sensitivity Factor
0054 | 1321 | DS | Decay Factor
0054 | 1322 | DS | Dose Calibration Factor
0054 | 1323 | DS | Scatter Fraction Factor
0054 | 1324 | DS | Dead Time Factor
0054 | 1330 | US | Image Index
0060 | 3000 | SQ | Histogram Sequence
0060 | 3002 | US | Histogram Number of Bins
0060 | 3004 | US or SS | Histogram First Bin Value
0060 | 3006 | US or SS | Histogram Last Bin Value
0060 | 3008 | US | Histogram Bin Width
0060 | 3010 | LO | Histogram Explanation
0060 | 3020 | UL | Histogram Data
0062 | 0001 | CS | Segmentation Type
0062 | 0002 | SQ | Segment Sequence
0062 | 0003 | SQ | Segmented Property Category Code Sequence
0062 | 0004 | US | Segment Number
0062 | 0005 | LO | Segment Label
0062 | 0006 | ST | Segment Description
0062 | 0008 | CS | Segment Algorithm Type
0062 | 0009 | LO | Segment Algorithm Name
0062 | 000A | SQ | Segment Identification Sequence
0062 | 000B | US | Referenced Segment Number
0062 | 000C | US | Recommended Display Grayscale Value
0062 | 000D | US | Recommended Display CIELab Value
0062 | 000E | US | Maximum Fractional Value
0062 | 000F | SQ | Segmented Property Type Code Sequence
0062 | 0010 | CS | Segmentation Fractional Type
0062 | 0011 | SQ | Segmented Property Type Modifier Code Sequence
0062 | 0012 | SQ | Used Segments Sequence
0062 | 0020 | UT | Tracking ID
0062 | 0021 | UI | Tracking UID
0064 | 0002 | SQ | Deformable Registration Sequence
0064 | 0003 | UI | Source Frame of Reference UID
0064 | 0005 | SQ | Deformable Registration Grid Sequence
0064 | 0007 | UL | Grid Dimensions
0064 | 0008 | FD | Grid Resolution
0064 | 0009 | OF | Vector Grid Data
0064 | 000F | SQ | Pre Deformation Matrix Registration Sequence
0064 | 0010 | SQ | Post Deformation Matrix Registration Sequence
0066 | 0001 | UL | Number of Surfaces
0066 | 0002 | SQ | Surface Sequence
0066 | 0003 | UL | Surface Number
0066 | 0004 | LT | Surface Comments
0066 | 0009 | CS | Surface Processing
0066 | 000A | FL | Surface Processing Ratio
0066 | 000B | LO | Surface Processing Description
0066 | 000C | FL | Recommended Presentation Opacity
0066 | 000D | CS | Recommended Presentation Type
0066 | 000E | CS | Finite Volume
0066 | 0010 | CS | Manifold
0066 | 0011 | SQ | Surface Points Sequence
0066 | 0012 | SQ | Surface Points Normals Sequence
0066 | 0013 | SQ | Surface Mesh Primitives Sequence
0066 | 0015 | UL | Number of Surface Points
0066 | 0016 | OF | Point Coordinates Data
0066 | 0017 | FL | Point Position Accuracy
0066 | 0018 | FL | Mean Point Distance
0066 | 0019 | FL | Maximum Point Distance
0066 | 001A | FL | Points Bounding Box Coordinates
0066 | 001B | FL | Axis of Rotation
0066 | 001C | FL | Center of Rotation
0066 | 001E | UL | Number of Vectors
0066 | 001F | US | Vector Dimensionality
0066 | 0020 | FL | Vector Accuracy
0066 | 0021 | OF | Vector Coordinate Data
0066 | 0026 | SQ | Triangle Strip Sequence
0066 | 0027 | SQ | Triangle Fan Sequence
0066 | 0028 | SQ | Line Sequence
0066 | 002A | UL | Surface Count
0066 | 002B | SQ | Referenced Surface Sequence
0066 | 002C | UL | Referenced Surface Number
0066 | 002D | SQ | Segment Surface Generation Algorithm Identification Sequence
0066 | 002E | SQ | Segment Surface Source Instance Sequence
0066 | 002F | SQ | Algorithm Family Code Sequence
0066 | 0030 | SQ | Algorithm Name Code Sequence
0066 | 0031 | LO | Algorithm Version
0066 | 0032 | LT | Algorithm Parameters
0066 | 0034 | SQ | Facet Sequence
0066 | 0035 | SQ | Surface Processing Algorithm Identification Sequence
0066 | 0036 | LO | Algorithm Name
0066 | 0037 | FL | Recommended Point Radius
0066 | 0038 | FL | Recommended Line Thickness
0066 | 0040 | OL | Long Primitive Point Index List
0066 | 0041 | OL | Long Triangle Point Index List
0066 | 0042 | OL | Long Edge Point Index List
0066 | 0043 | OL | Long Vertex Point Index List
0066 | 0101 | SQ | Track Set Sequence
0066 | 0102 | SQ | Track Sequence
0066 | 0103 | OW | Recommended Display CIELab Value List
0066 | 0104 | SQ | Tracking Algorithm Identification Sequence
0066 | 0105 | UL | Track Set Number
0066 | 0106 | LO | Track Set Label
0066 | 0107 | UT | Track Set Description
0066 | 0108 | SQ | Track Set Anatomical Type Code Sequence
0066 | 0121 | SQ | Measurements Sequence
0066 | 0124 | SQ | Track Set Statistics Sequence
0066 | 0125 | OF | Floating Point Values
0066 | 0129 | OL | Track Point Index List
0066 | 0130 | SQ | Track Statistics Sequence
0066 | 0132 | SQ | Measurement Values Sequence
0066 | 0133 | SQ | Diffusion Acquisition Code Sequence
0066 | 0134 | SQ | Diffusion Model Code Sequence
0068 | 6210 | LO | Implant Size
0068 | 6221 | LO | Implant Template Version
0068 | 6222 | SQ | Replaced Implant Template Sequence
0068 | 6223 | CS | Implant Type
0068 | 6224 | SQ | Derivation Implant Template Sequence
0068 | 6225 | SQ | Original Implant Template Sequence
0068 | 6226 | DT | Effective DateTime
0068 | 6230 | SQ | Implant Target Anatomy Sequence
0068 | 6260 | SQ | Information From Manufacturer Sequence
0068 | 6265 | SQ | Notification From Manufacturer Sequence
0068 | 6270 | DT | Information Issue DateTime
0068 | 6280 | ST | Information Summary
0068 | 62A0 | SQ | Implant Regulatory Disapproval Code Sequence
0068 | 62A5 | FD | Overall Template Spatial Tolerance
0068 | 62C0 | SQ | HPGL Document Sequence
0068 | 62D0 | US | HPGL Document ID
0068 | 62D5 | LO | HPGL Document Label
0068 | 62E0 | SQ | View Orientation Code Sequence
0068 | 62F0 | FD | View Orientation Modifier
0068 | 62F2 | FD | HPGL Document Scaling
0068 | 6300 | OB | HPGL Document
0068 | 6310 | US | HPGL Contour Pen Number
0068 | 6320 | SQ | HPGL Pen Sequence
0068 | 6330 | US | HPGL Pen Number
0068 | 6340 | LO | HPGL Pen Label
0068 | 6345 | ST | HPGL Pen Description
0068 | 6346 | FD | Recommended Rotation Point
0068 | 6347 | FD | Bounding Rectangle
0068 | 6350 | US | Implant Template 3D Model Surface Number
0068 | 6360 | SQ | Surface Model Description Sequence
0068 | 6380 | LO | Surface Model Label
0068 | 6390 | FD | Surface Model Scaling Factor
0068 | 63A0 | SQ | Materials Code Sequence
0068 | 63A4 | SQ | Coating Materials Code Sequence
0068 | 63A8 | SQ | Implant Type Code Sequence
0068 | 63AC | SQ | Fixation Method Code Sequence
0068 | 63B0 | SQ | Mating Feature Sets Sequence
0068 | 63C0 | US | Mating Feature Set ID
0068 | 63D0 | LO | Mating Feature Set Label
0068 | 63E0 | SQ | Mating Feature Sequence
0068 | 63F0 | US | Mating Feature ID
0068 | 6400 | SQ | Mating Feature Degree of Freedom Sequence
0068 | 6410 | US | Degree of Freedom ID
0068 | 6420 | CS | Degree of Freedom Type
0068 | 6430 | SQ | 2D Mating Feature Coordinates Sequence
0068 | 6440 | US | Referenced HPGL Document ID
0068 | 6450 | FD | 2D Mating Point
0068 | 6460 | FD | 2D Mating Axes
0068 | 6470 | SQ | 2D Degree of Freedom Sequence
0068 | 6490 | FD | 3D Degree of Freedom Axis
0068 | 64A0 | FD | Range of Freedom
0068 | 64C0 | FD | 3D Mating Point
0068 | 64D0 | FD | 3D Mating Axes
0068 | 64F0 | FD | 2D Degree of Freedom Axis
0068 | 6500 | SQ | Planning Landmark Point Sequence
0068 | 6510 | SQ | Planning Landmark Line Sequence
0068 | 6520 | SQ | Planning Landmark Plane Sequence
0068 | 6530 | US | Planning Landmark ID
0068 | 6540 | LO | Planning Landmark Description
0068 | 6545 | SQ | Planning Landmark Identification Code Sequence
0068 | 6550 | SQ | 2D Point Coordinates Sequence
0068 | 6560 | FD | 2D Point Coordinates
0068 | 6590 | FD | 3D Point Coordinates
0068 | 65A0 | SQ | 2D Line Coordinates Sequence
0068 | 65B0 | FD | 2D Line Coordinates
0068 | 65D0 | FD | 3D Line Coordinates
0068 | 65E0 | SQ | 2D Plane Coordinates Sequence
0068 | 65F0 | FD | 2D Plane Intersection
0068 | 6610 | FD | 3D Plane Origin
0068 | 6620 | FD | 3D Plane Normal
0070 | 0001 | SQ | Graphic Annotation Sequence
0070 | 0002 | CS | Graphic Layer
0070 | 0003 | CS | Bounding Box Annotation Units
0070 | 0004 | CS | Anchor Point Annotation Units
0070 | 0005 | CS | Graphic Annotation Units
0070 | 0006 | ST | Unformatted Text Value
0070 | 0008 | SQ | Text Object Sequence
0070 | 0009 | SQ | Graphic Object Sequence
0070 | 0010 | FL | Bounding Box Top Left Hand Corner
0070 | 0011 | FL | Bounding Box Bottom Right Hand Corner
0070 | 0012 | CS | Bounding Box Text Horizontal Justification
0070 | 0014 | FL | Anchor Point
0070 | 0015 | CS | Anchor Point Visibility
0070 | 0020 | US | Graphic Dimensions
0070 | 0021 | US | Number of Graphic Points
0070 | 0022 | FL | Graphic Data
0070 | 0023 | CS | Graphic Type
0070 | 0024 | CS | Graphic Filled
0070 | 0041 | CS | Image Horizontal Flip
0070 | 0042 | US | Image Rotation
0070 | 0052 | SL | Displayed Area Top Left Hand Corner
0070 | 0053 | SL | Displayed Area Bottom Right Hand Corner
0070 | 005A | SQ | Displayed Area Selection Sequence
0070 | 0060 | SQ | Graphic Layer Sequence
0070 | 0062 | IS | Graphic Layer Order
0070 | 0066 | US | Graphic Layer Recommended Display Grayscale Value
0070 | 0068 | LO | Graphic Layer Description
0070 | 0080 | CS | Content Label
0070 | 0081 | LO | Content Description
0070 | 0082 | DA | Presentation Creation Date
0070 | 0083 | TM | Presentation Creation Time
0070 | 0084 | PN | Content Creator's Name
0070 | 0086 | SQ | Content Creator's Identification Code Sequence
0070 | 0087 | SQ | Alternate Content Description Sequence
0070 | 0100 | CS | Presentation Size Mode
0070 | 0101 | DS | Presentation Pixel Spacing
0070 | 0102 | IS | Presentation Pixel Aspect Ratio
0070 | 0103 | FL | Presentation Pixel Magnification Ratio
0070 | 0207 | LO | Graphic Group Label
0070 | 0208 | ST | Graphic Group Description
0070 | 0209 | SQ | Compound Graphic Sequence
0070 | 0226 | UL | Compound Graphic Instance ID
0070 | 0227 | LO | Font Name
0070 | 0228 | CS | Font Name Type
0070 | 0229 | LO | CSS Font Name
0070 | 0230 | FD | Rotation Angle
0070 | 0231 | SQ | Text Style Sequence
0070 | 0232 | SQ | Line Style Sequence
0070 | 0233 | SQ | Fill Style Sequence
0070 | 0234 | SQ | Graphic Group Sequence
0070 | 0241 | US | Text Color CIELab Value
0070 | 0242 | CS | Horizontal Alignment
0070 | 0243 | CS | Vertical Alignment
0070 | 0244 | CS | Shadow Style
0070 | 0245 | FL | Shadow Offset X
0070 | 0246 | FL | Shadow Offset Y
0070 | 0247 | US | Shadow Color CIELab Value
0070 | 0248 | CS | Underlined
0070 | 0249 | CS | Bold
0070 | 0250 | CS | Italic
0070 | 0251 | US | Pattern On Color CIELab Value
0070 | 0252 | US | Pattern Off Color CIELab Value
0070 | 0253 | FL | Line Thickness
0070 | 0254 | CS | Line Dashing Style
0070 | 0255 | UL | Line Pattern
0070 | 0256 | OB | Fill Pattern
0070 | 0257 | CS | Fill Mode
0070 | 0258 | FL | Shadow Opacity
0070 | 0261 | FL | Gap Length
0070 | 0262 | FL | Diameter of Visibility
0070 | 0273 | FL | Rotation Point
0070 | 0274 | CS | Tick Alignment
0070 | 0278 | CS | Show Tick Label
0070 | 0279 | CS | Tick Label Alignment
0070 | 0282 | CS | Compound Graphic Units
0070 | 0284 | FL | Pattern On Opacity
0070 | 0285 | FL | Pattern Off Opacity
0070 | 0287 | SQ | Major Ticks Sequence
0070 | 0288 | FL | Tick Position
0070 | 0289 | SH | Tick Label
0070 | 0294 | CS | Compound Graphic Type
0070 | 0295 | UL | Graphic Group ID
0070 | 0306 | CS | Shape Type
0070 | 0308 | SQ | Registration Sequence
0070 | 0309 | SQ | Matrix Registration Sequence
0070 | 030A | SQ | Matrix Sequence
0070 | 030B | FD | Frame of Reference to Displayed Coordinate System Transformation Matrix
0070 | 030C | CS | Frame of Reference Transformation Matrix Type
0070 | 030D | SQ | Registration Type Code Sequence
0070 | 030F | ST | Fiducial Description
0070 | 0310 | SH | Fiducial Identifier
0070 | 0311 | SQ | Fiducial Identifier Code Sequence
0070 | 0312 | FD | Contour Uncertainty Radius
0070 | 0314 | SQ | Used Fiducials Sequence
0070 | 0318 | SQ | Graphic Coordinates Data Sequence
0070 | 031A | UI | Fiducial UID
0070 | 031C | SQ | Fiducial Set Sequence
0070 | 031E | SQ | Fiducial Sequence
0070 | 0401 | US | Graphic Layer Recommended Display CIELab Value
0070 | 0402 | SQ | Blending Sequence
0070 | 0403 | FL | Relative Opacity
0070 | 0404 | SQ | Referenced Spatial Registration Sequence
0070 | 0405 | CS | Blending Position
0070 | 1101 | UI | Presentation Display Collection UID
0070 | 1102 | UI | Presentation Sequence Collection UID
0070 | 1103 | US | Presentation Sequence Position Index
0070 | 1104 | SQ | Rendered Image Reference Sequence
0070 | 1201 | SQ | Volumetric Presentation State Input Sequence
0070 | 1202 | CS | Presentation Input Type
0070 | 1203 | US | Input Sequence Position Index
0070 | 1204 | CS | Crop
0070 | 1205 | US | Cropping Specification Index
0070 | 1206 | CS | Compositing Method
0070 | 1207 | US | Volumetric Presentation Input Number
0070 | 1208 | CS | Image Volume Geometry
0070 | 1301 | SQ | Volume Cropping Sequence
0070 | 1302 | CS | Volume Cropping Method
0070 | 1303 | FD | Bounding Box Crop
0070 | 1304 | SQ | Oblique Cropping Plane Sequence
0070 | 1305 | FD | Plane
0070 | 1306 | FD | Plane Normal
0070 | 1309 | US | Cropping Specification Number
0070 | 1501 | CS | Multi-Planar Reconstruction Style
0070 | 1502 | CS | MPR Thickness Type
0070 | 1503 | FD | MPR Slab Thickness
0070 | 1505 | FD | MPR Top Left Hand Corner
0070 | 1507 | FD | MPR View Width Direction
0070 | 1508 | FD | MPR View Width
0070 | 150C | UL | Number of Volumetric Curve Points
0070 | 150D | OD | Volumetric Curve Points
0070 | 1511 | FD | MPR View Height Direction
0070 | 1512 | FD | MPR View Height
0070 | 1801 | SQ | Presentation State Classification Component Sequence
0070 | 1802 | CS | Component Type
0070 | 1803 | SQ | Component Input Sequence
0070 | 1804 | US | Volumetric Presentation Input Index
0070 | 1805 | SQ | Presentation State Compositor Component Sequence
0070 | 1806 | SQ | Weighting Transfer Function Sequence
0070 | 1807 | US | Weighting Lookup Table Descriptor
0070 | 1808 | OB | Weighting Lookup Table Data
0070 | 1901 | SQ | Volumetric Annotation Sequence
0070 | 1903 | SQ | Referenced Structured Context Sequence
0070 | 1904 | UI | Referenced Content Item
0070 | 1905 | SQ | Volumetric Presentation Input Annotation Sequence
0070 | 1907 | CS | Annotation Clipping
0070 | 1A01 | CS | Presentation Animation Style
0070 | 1A03 | FD | Recommended Animation Rate
0070 | 1A04 | SQ | Animation Curve Sequence
0070 | 1A05 | FD | Animation Step Size
0072 | 0002 | SH | Hanging Protocol Name
0072 | 0004 | LO | Hanging Protocol Description
0072 | 0006 | CS | Hanging Protocol Level
0072 | 0008 | LO | Hanging Protocol Creator
0072 | 000A | DT | Hanging Protocol Creation DateTime
0072 | 000C | SQ | Hanging Protocol Definition Sequence
0072 | 000E | SQ | Hanging Protocol User Identification Code Sequence
0072 | 0010 | LO | Hanging Protocol User Group Name
0072 | 0012 | SQ | Source Hanging Protocol Sequence
0072 | 0014 | US | Number of Priors Referenced
0072 | 0020 | SQ | Image Sets Sequence
0072 | 0022 | SQ | Image Set Selector Sequence
0072 | 0024 | CS | Image Set Selector Usage Flag
0072 | 0026 | AT | Selector Attribute
0072 | 0028 | US | Selector Value Number
0072 | 0030 | SQ | Time Based Image Sets Sequence
0072 | 0032 | US | Image Set Number
0072 | 0034 | CS | Image Set Selector Category
0072 | 0038 | US | Relative Time
0072 | 003A | CS | Relative Time Units
0072 | 003C | SS | Abstract Prior Value
0072 | 003E | SQ | Abstract Prior Code Sequence
0072 | 0040 | LO | Image Set Label
0072 | 0050 | CS | Selector Attribute VR
0072 | 0052 | AT | Selector Sequence Pointer
0072 | 0054 | LO | Selector Sequence Pointer Private Creator
0072 | 0056 | LO | Selector Attribute Private Creator
0072 | 005E | AE | Selector AE Value
0072 | 005F | AS | Selector AS Value
0072 | 0060 | AT | Selector AT Value
0072 | 0061 | DA | Selector DA Value
0072 | 0062 | CS | Selector CS Value
0072 | 0063 | DT | Selector DT Value
0072 | 0064 | IS | Selector IS Value
0072 | 0065 | OB | Selector OB Value
0072 | 0066 | LO | Selector LO Value
0072 | 0067 | OF | Selector OF Value
0072 | 0068 | LT | Selector LT Value
0072 | 0069 | OW | Selector OW Value
0072 | 006A | PN | Selector PN Value
0072 | 006B | TM | Selector TM Value
0072 | 006C | SH | Selector SH Value
0072 | 006D | UN | Selector UN Value
0072 | 006E | ST | Selector ST Value
0072 | 006F | UC | Selector UC Value
0072 | 0070 | UT | Selector UT Value
0072 | 0071 | UR | Selector UR Value
0072 | 0072 | DS | Selector DS Value
0072 | 0073 | OD | Selector OD Value
0072 | 0074 | FD | Selector FD Value
0072 | 0075 | OL | Selector OL Value
0072 | 0076 | FL | Selector FL Value
0072 | 0078 | UL | Selector UL Value
0072 | 007A | US | Selector US Value
0072 | 007C | SL | Selector SL Value
0072 | 007E | SS | Selector SS Value
0072 | 007F | UI | Selector UI Value
0072 | 0080 | SQ | Selector Code Sequence Value
0072 | 0100 | US | Number of Screens
0072 | 0102 | SQ | Nominal Screen Definition Sequence
0072 | 0104 | US | Number of Vertical Pixels
0072 | 0106 | US | Number of Horizontal Pixels
0072 | 0108 | FD | Display Environment Spatial Position
0072 | 010A | US | Screen Minimum Grayscale Bit Depth
0072 | 010C | US | Screen Minimum Color Bit Depth
0072 | 010E | US | Application Maximum Repaint Time
0072 | 0200 | SQ | Display Sets Sequence
0072 | 0202 | US | Display Set Number
0072 | 0203 | LO | Display Set Label
0072 | 0204 | US | Display Set Presentation Group
0072 | 0206 | LO | Display Set Presentation Group Description
0072 | 0208 | CS | Partial Data Display Handling
0072 | 0210 | SQ | Synchronized Scrolling Sequence
0072 | 0212 | US | Display Set Scrolling Group
0072 | 0214 | SQ | Navigation Indicator Sequence
0072 | 0216 | US | Navigation Display Set
0072 | 0218 | US | Reference Display Sets
0072 | 0300 | SQ | Image Boxes Sequence
0072 | 0302 | US | Image Box Number
0072 | 0304 | CS | Image Box Layout Type
0072 | 0306 | US | Image Box Tile Horizontal Dimension
0072 | 0308 | US | Image Box Tile Vertical Dimension
0072 | 0310 | CS | Image Box Scroll Direction
0072 | 0312 | CS | Image Box Small Scroll Type
0072 | 0314 | US | Image Box Small Scroll Amount
0072 | 0316 | CS | Image Box Large Scroll Type
0072 | 0318 | US | Image Box Large Scroll Amount
0072 | 0320 | US | Image Box Overlap Priority
0072 | 0330 | FD | Cine Relative to Real-Time
0072 | 0400 | SQ | Filter Operations Sequence
0072 | 0402 | CS | Filter-by Category
0072 | 0404 | CS | Filter-by Attribute Presence
0072 | 0406 | CS | Filter-by Operator
0072 | 0420 | US | Structured Display Background CIELab Value
0072 | 0421 | US | Empty Image Box CIELab Value
0072 | 0422 | SQ | Structured Display Image Box Sequence
0072 | 0424 | SQ | Structured Display Text Box Sequence
0072 | 0427 | SQ | Referenced First Frame Sequence
0072 | 0430 | SQ | Image Box Synchronization Sequence
0072 | 0432 | US | Synchronized Image Box List
0072 | 0434 | CS | Type of Synchronization
0072 | 0500 | CS | Blending Operation Type
0072 | 0510 | CS | Reformatting Operation Type
0072 | 0512 | FD | Reformatting Thickness
0072 | 0514 | FD | Reformatting Interval
0072 | 0516 | CS | Reformatting Operation Initial View Direction
0072 | 0520 | CS | 3D Rendering Type
0072 | 0600 | SQ | Sorting Operations Sequence
0072 | 0602 | CS | Sort-by Category
0072 | 0604 | CS | Sorting Direction
0072 | 0700 | CS | Display Set Patient Orientation
0072 | 0702 | CS | VOI Type
0072 | 0704 | CS | Pseudo-Color Type
0072 | 0705 | SQ | Pseudo-Color Palette Instance Reference Sequence
0072 | 0706 | CS | Show Grayscale Inverted
0072 | 0710 | CS | Show Image True Size Flag
0072 | 0712 | CS | Show Graphic Annotation Flag
0072 | 0714 | CS | Show Patient Demographics Flag
0072 | 0716 | CS | Show Acquisition Techniques Flag
0072 | 0717 | CS | Display Set Horizontal Justification
0072 | 0718 | CS | Display Set Vertical Justification
0074 | 0120 | FD | Continuation Start Meterset
0074 | 0121 | FD | Continuation End Meterset
0074 | 1000 | CS | Procedure Step State
0074 | 1002 | SQ | Procedure Step Progress Information Sequence
0074 | 1004 | DS | Procedure Step Progress
0074 | 1006 | ST | Procedure Step Progress Description
0074 | 1008 | SQ | Procedure Step Communications URI Sequence
0074 | 100A | UR | Contact URI
0074 | 100C | LO | Contact Display Name
0074 | 100E | SQ | Procedure Step Discontinuation Reason Code Sequence
0074 | 1020 | SQ | Beam Task Sequence
0074 | 1022 | CS | Beam Task Type
0074 | 1025 | CS | Autosequence Flag
0074 | 1026 | FD | Table Top Vertical Adjusted Position
0074 | 1027 | FD | Table Top Longitudinal Adjusted Position
0074 | 1028 | FD | Table Top Lateral Adjusted Position
0074 | 102A | FD | Patient Support Adjusted Angle
0074 | 102B | FD | Table Top Eccentric Adjusted Angle
0074 | 102C | FD | Table Top Pitch Adjusted Angle
0074 | 102D | FD | Table Top Roll Adjusted Angle
0074 | 1030 | SQ | Delivery Verification Image Sequence
0074 | 1032 | CS | Verification Image Timing
0074 | 1034 | CS | Double Exposure Flag
0074 | 1036 | CS | Double Exposure Ordering
0074 | 1040 | SQ | Related Reference RT Image Sequence
0074 | 1042 | SQ | General Machine Verification Sequence
0074 | 1044 | SQ | Conventional Machine Verification Sequence
0074 | 1046 | SQ | Ion Machine Verification Sequence
0074 | 1048 | SQ | Failed Attributes Sequence
0074 | 104A | SQ | Overridden Attributes Sequence
0074 | 104C | SQ | Conventional Control Point Verification Sequence
0074 | 104E | SQ | Ion Control Point Verification Sequence
0074 | 1050 | SQ | Attribute Occurrence Sequence
0074 | 1052 | AT | Attribute Occurrence Pointer
0074 | 1054 | UL | Attribute Item Selector
0074 | 1056 | LO | Attribute Occurrence Private Creator
0074 | 1057 | IS | Selector Sequence Pointer Items
0074 | 1200 | CS | Scheduled Procedure Step Priority
0074 | 1202 | LO | Worklist Label
0074 | 1204 | LO | Procedure Step Label
0074 | 1210 | SQ | Scheduled Processing Parameters Sequence
0074 | 1212 | SQ | Performed Processing Parameters Sequence
0074 | 1216 | SQ | Unified Procedure Step Performed Procedure Sequence
0074 | 1224 | SQ | Replaced Procedure Step Sequence
0074 | 1230 | LO | Deletion Lock
0074 | 1234 | AE | Receiving AE
0074 | 1236 | AE | Requesting AE
0074 | 1238 | LT | Reason for Cancellation
0074 | 1242 | CS | SCP Status
0074 | 1244 | CS | Subscription List Status
0074 | 1246 | CS | Unified Procedure Step List Status
0074 | 1324 | UL | Beam Order Index
0074 | 1338 | FD | Double Exposure Meterset
0074 | 133A | FD | Double Exposure Field Delta
0074 | 1401 | SQ | Brachy Task Sequence
0074 | 1402 | DS | Continuation Start Total Reference Air Kerma
0074 | 1403 | DS | Continuation End Total Reference Air Kerma
0074 | 1404 | IS | Continuation Pulse Number
0074 | 1405 | SQ | Channel Delivery Order Sequence
0074 | 1406 | IS | Referenced Channel Number
0074 | 1407 | DS | Start Cumulative Time Weight
0074 | 1408 | DS | End Cumulative Time Weight
0074 | 1409 | SQ | Omitted Channel Sequence
0074 | 140A | CS | Reason for Channel Omission
0074 | 140B | LO | Reason for Channel Omission Description
0074 | 140C | IS | Channel Delivery Order Index
0074 | 140D | SQ | Channel Delivery Continuation Sequence
0074 | 140E | SQ | Omitted Application Setup Sequence
0076 | 0001 | LO | Implant Assembly Template Name
0076 | 0003 | LO | Implant Assembly Template Issuer
0076 | 0006 | LO | Implant Assembly Template Version
0076 | 0008 | SQ | Replaced Implant Assembly Template Sequence
0076 | 000A | CS | Implant Assembly Template Type
0076 | 000C | SQ | Original Implant Assembly Template Sequence
0076 | 000E | SQ | Derivation Implant Assembly Template Sequence
0076 | 0010 | SQ | Implant Assembly Template Target Anatomy Sequence
0076 | 0020 | SQ | Procedure Type Code Sequence
0076 | 0030 | LO | Surgical Technique
0076 | 0032 | SQ | Component Types Sequence
0076 | 0034 | CS | Component Type Code Sequence
0076 | 0036 | CS | Exclusive Component Type
0076 | 0038 | CS | Mandatory Component Type
0076 | 0040 | SQ | Component Sequence
0076 | 0055 | US | Component ID
0076 | 0060 | SQ | Component Assembly Sequence
0076 | 0070 | US | Component 1 Referenced ID
0076 | 0080 | US | Component 1 Referenced Mating Feature Set ID
0076 | 0090 | US | Component 1 Referenced Mating Feature ID
0076 | 00A0 | US | Component 2 Referenced ID
0076 | 00B0 | US | Component 2 Referenced Mating Feature Set ID
0076 | 00C0 | US | Component 2 Referenced Mating Feature ID
0078 | 0001 | LO | Implant Template Group Name
0078 | 0010 | ST | Implant Template Group Description
0078 | 0020 | LO | Implant Template Group Issuer
0078 | 0024 | LO | Implant Template Group Version
0078 | 0026 | SQ | Replaced Implant Template Group Sequence
0078 | 0028 | SQ | Implant Template Group Target Anatomy Sequence
0078 | 002A | SQ | Implant Template Group Members Sequence
0078 | 002E | US | Implant Template Group Member ID
0078 | 0050 | FD | 3D Implant Template Group Member Matching Point
0078 | 0060 | FD | 3D Implant Template Group Member Matching Axes
0078 | 0070 | SQ | Implant Template Group Member Matching 2D Coordinates Sequence
0078 | 0090 | FD | 2D Implant Template Group Member Matching Point
0078 | 00A0 | FD | 2D Implant Template Group Member Matching Axes
0078 | 00B0 | SQ | Implant Template Group Variation Dimension Sequence
0078 | 00B2 | LO | Implant Template Group Variation Dimension Name
0078 | 00B4 | SQ | Implant Template Group Variation Dimension Rank Sequence
0078 | 00B6 | US | Referenced Implant Template Group Member ID
0078 | 00B8 | US | Implant Template Group Variation Dimension Rank
0080 | 0001 | SQ | Surface Scan Acquisition Type Code Sequence
0080 | 0002 | SQ | Surface Scan Mode Code Sequence
0080 | 0003 | SQ | Registration Method Code Sequence
0080 | 0004 | FD | Shot Duration Time
0080 | 0005 | FD | Shot Offset Time
0080 | 0006 | US | Surface Point Presentation Value Data
0080 | 0007 | US | Surface Point Color CIELab Value Data
0080 | 0008 | SQ | UV Mapping Sequence
0080 | 0009 | SH | Texture Label
0080 | 0010 | OF | U Value Data
0080 | 0011 | OF | V Value Data
0080 | 0012 | SQ | Referenced Texture Sequence
0080 | 0013 | SQ | Referenced Surface Data Sequence
0082 | 0001 | CS | Assessment Summary
0082 | 0003 | UT | Assessment Summary Description
0082 | 0004 | SQ | Assessed SOP Instance Sequence
0082 | 0005 | SQ | Referenced Comparison SOP Instance Sequence
0082 | 0006 | UL | Number of Assessment Observations
0082 | 0007 | SQ | Assessment Observations Sequence
0082 | 0008 | CS | Observation Significance
0082 | 000A | UT | Observation Description
0082 | 000C | SQ | Structured Constraint Observation Sequence
0082 | 0010 | SQ | Assessed Attribute Value Sequence
0082 | 0016 | LO | Assessment Set ID
0082 | 0017 | SQ | Assessment Requester Sequence
0082 | 0018 | LO | Selector Attribute Name
0082 | 0019 | LO | Selector Attribute Keyword
0082 | 0021 | SQ | Assessment Type Code Sequence
0082 | 0022 | SQ | Observation Basis Code Sequence
0082 | 0023 | LO | Assessment Label
0082 | 0032 | CS | Constraint Type
0082 | 0033 | UT | Specification Selection Guidance
0082 | 0034 | SQ | Constraint Value Sequence
0082 | 0035 | SQ | Recommended Default Value Sequence
0082 | 0036 | CS | Constraint Violation Significance
0082 | 0037 | UT | Constraint Violation Condition
0088 | 0130 | SH | Storage Media File-set ID
0088 | 0140 | UI | Storage Media File-set UID
0088 | 0200 | SQ | Icon Image Sequence
0100 | 0410 | CS | SOP Instance Status
0100 | 0420 | DT | SOP Authorization DateTime
0100 | 0424 | LT | SOP Authorization Comment
0100 | 0426 | LO | Authorization Equipment Certification Number
0400 | 0005 | US | MAC ID Number
0400 | 0010 | UI | MAC Calculation Transfer Syntax UID
0400 | 0015 | CS | MAC Algorithm
0400 | 0020 | AT | Data Elements Signed
0400 | 0100 | UI | Digital Signature UID
0400 | 0105 | DT | Digital Signature DateTime
0400 | 0110 | CS | Certificate Type
0400 | 0115 | OB | Certificate of Signer
0400 | 0120 | OB | Signature
0400 | 0305 | CS | Certified Timestamp Type
0400 | 0310 | OB | Certified Timestamp
0400 | 0401 | SQ | Digital Signature Purpose Code Sequence
0400 | 0402 | SQ | Referenced Digital Signature Sequence
0400 | 0403 | SQ | Referenced SOP Instance MAC Sequence
0400 | 0404 | OB | MAC
0400 | 0500 | SQ | Encrypted Attributes Sequence
0400 | 0510 | UI | Encrypted Content Transfer Syntax UID
0400 | 0520 | OB | Encrypted Content
0400 | 0550 | SQ | Modified Attributes Sequence
0400 | 0561 | SQ | Original Attributes Sequence
0400 | 0562 | DT | Attribute Modification DateTime
0400 | 0563 | LO | Modifying System
0400 | 0564 | LO | Source of Previous Values
0400 | 0565 | CS | Reason for the Attribute Modification
2000 | 0010 | IS | Number of Copies
2000 | 001E | SQ | Printer Configuration Sequence
2000 | 0020 | CS | Print Priority
2000 | 0030 | CS | Medium Type
2000 | 0040 | CS | Film Destination
2000 | 0050 | LO | Film Session Label
2000 | 0060 | IS | Memory Allocation
2000 | 0061 | IS | Maximum Memory Allocation
2000 | 00A0 | US | Memory Bit Depth
2000 | 00A1 | US | Printing Bit Depth
2000 | 00A2 | SQ | Media Installed Sequence
2000 | 00A4 | SQ | Other Media Available Sequence
2000 | 00A8 | SQ | Supported Image Display Formats Sequence
2000 | 0500 | SQ | Referenced Film Box Sequence
2010 | 0010 | ST | Image Display Format
2010 | 0030 | CS | Annotation Display Format ID
2010 | 0040 | CS | Film Orientation
2010 | 0050 | CS | Film Size ID
2010 | 0052 | CS | Printer Resolution ID
2010 | 0054 | CS | Default Printer Resolution ID
2010 | 0060 | CS | Magnification Type
2010 | 0080 | CS | Smoothing Type
2010 | 00A6 | CS | Default Magnification Type
2010 | 00A7 | CS | Other Magnification Types Available
2010 | 00A8 | CS | Default Smoothing Type
2010 | 00A9 | CS | Other Smoothing Types Available
2010 | 0100 | CS | Border Density
2010 | 0110 | CS | Empty Image Density
2010 | 0120 | US | Min Density
2010 | 0130 | US | Max Density
2010 | 0140 | CS | Trim
2010 | 0150 | ST | Configuration Information
2010 | 0152 | LT | Configuration Information Description
2010 | 0154 | IS | Maximum Collated Films
2010 | 015E | US | Illumination
2010 | 0160 | US | Reflected Ambient Light
2010 | 0376 | DS | Printer Pixel Spacing
2010 | 0500 | SQ | Referenced Film Session Sequence
2010 | 0510 | SQ | Referenced Image Box Sequence
2010 | 0520 | SQ | Referenced Basic Annotation Box Sequence
2020 | 0010 | US | Image Box Position
2020 | 0020 | CS | Polarity
2020 | 0030 | DS | Requested Image Size
2020 | 0040 | CS | Requested Decimate/Crop Behavior
2020 | 0050 | CS | Requested Resolution ID
2020 | 00A0 | CS | Requested Image Size Flag
2020 | 00A2 | CS | Decimate/Crop Result
2020 | 0110 | SQ | Basic Grayscale Image Sequence
2020 | 0111 | SQ | Basic Color Image Sequence
2030 | 0010 | US | Annotation Position
2030 | 0020 | LO | Text String
2050 | 0010 | SQ | Presentation LUT Sequence
2050 | 0020 | CS | Presentation LUT Shape
2050 | 0500 | SQ | Referenced Presentation LUT Sequence
2100 | 0020 | CS | Execution Status
2100 | 0030 | CS | Execution Status Info
2100 | 0040 | DA | Creation Date
2100 | 0050 | TM | Creation Time
2100 | 0070 | AE | Originator
2100 | 0140 | AE | Destination AE
2100 | 0160 | SH | Owner ID
2100 | 0170 | IS | Number of Films
2110 | 0010 | CS | Printer Status
2110 | 0020 | CS | Printer Status Info
2110 | 0030 | LO | Printer Name
2200 | 0001 | CS | Label Using Information Extracted From Instances
2200 | 0002 | UT | Label Text
2200 | 0003 | CS | Label Style Selection
2200 | 0004 | LT | Media Disposition
2200 | 0005 | LT | Barcode Value
2200 | 0006 | CS | Barcode Symbology
2200 | 0007 | CS | Allow Media Splitting
2200 | 0008 | CS | Include Non-DICOM Objects
2200 | 0009 | CS | Include Display Application
2200 | 000A | CS | Preserve Composite Instances After Media Creation
2200 | 000B | US | Total Number of Pieces of Media Created
2200 | 000C | LO | Requested Media Application Profile
2200 | 000D | SQ | Referenced Storage Media Sequence
2200 | 000E | AT | Failure Attributes
2200 | 000F | CS | Allow Lossy Compression
2200 | 0020 | CS | Request Priority
3002 | 0002 | SH | RT Image Label
3002 | 0003 | LO | RT Image Name
3002 | 0004 | ST | RT Image Description
3002 | 000A | CS | Reported Values Origin
3002 | 000C | CS | RT Image Plane
3002 | 000D | DS | X-Ray Image Receptor Translation
3002 | 000E | DS | X-Ray Image Receptor Angle
3002 | 0010 | DS | RT Image Orientation
3002 | 0011 | DS | Image Plane Pixel Spacing
3002 | 0012 | DS | RT Image Position
3002 | 0020 | SH | Radiation Machine Name
3002 | 0022 | DS | Radiation Machine SAD
3002 | 0024 | DS | Radiation Machine SSD
3002 | 0026 | DS | RT Image SID
3002 | 0028 | DS | Source to Reference Object Distance
3002 | 0029 | IS | Fraction Number
3002 | 0030 | SQ | Exposure Sequence
3002 | 0032 | DS | Meterset Exposure
3002 | 0034 | DS | Diaphragm Position
3002 | 0040 | SQ | Fluence Map Sequence
3002 | 0041 | CS | Fluence Data Source
3002 | 0042 | DS | Fluence Data Scale
3002 | 0050 | SQ | Primary Fluence Mode Sequence
3002 | 0051 | CS | Fluence Mode
3002 | 0052 | SH | Fluence Mode ID
3004 | 0001 | CS | DVH Type
3004 | 0002 | CS | Dose Units
3004 | 0004 | CS | Dose Type
3004 | 0005 | CS | Spatial Transform of Dose
3004 | 0006 | LO | Dose Comment
3004 | 0008 | DS | Normalization Point
3004 | 000A | CS | Dose Summation Type
3004 | 000C | DS | Grid Frame Offset Vector
3004 | 000E | DS | Dose Grid Scaling
3004 | 0010 | SQ | RT Dose ROI Sequence
3004 | 0012 | DS | Dose Value
3004 | 0014 | CS | Tissue Heterogeneity Correction
3004 | 0040 | DS | DVH Normalization Point
3004 | 0042 | DS | DVH Normalization Dose Value
3004 | 0050 | SQ | DVH Sequence
3004 | 0052 | DS | DVH Dose Scaling
3004 | 0054 | CS | DVH Volume Units
3004 | 0056 | IS | DVH Number of Bins
3004 | 0058 | DS | DVH Data
3004 | 0060 | SQ | DVH Referenced ROI Sequence
3004 | 0062 | CS | DVH ROI Contribution Type
3004 | 0070 | DS | DVH Minimum Dose
3004 | 0072 | DS | DVH Maximum Dose
3004 | 0074 | DS | DVH Mean Dose
3006 | 0002 | SH | Structure Set Label
3006 | 0004 | LO | Structure Set Name
3006 | 0006 | ST | Structure Set Description
3006 | 0008 | DA | Structure Set Date
3006 | 0009 | TM | Structure Set Time
3006 | 0010 | SQ | Referenced Frame of Reference Sequence
3006 | 0012 | SQ | RT Referenced Study Sequence
3006 | 0014 | SQ | RT Referenced Series Sequence
3006 | 0016 | SQ | Contour Image Sequence
3006 | 0018 | SQ | Predecessor Structure Set Sequence
3006 | 0020 | SQ | Structure Set ROI Sequence
3006 | 0022 | IS | ROI Number
3006 | 0024 | UI | Referenced Frame of Reference UID
3006 | 0026 | LO | ROI Name
3006 | 0028 | ST | ROI Description
3006 | 002A | IS | ROI Display Color
3006 | 002C | DS | ROI Volume
3006 | 0030 | SQ | RT Related ROI Sequence
3006 | 0033 | CS | RT ROI Relationship
3006 | 0036 | CS | ROI Generation Algorithm
3006 | 0038 | LO | ROI Generation Description
3006 | 0039 | SQ | ROI Contour Sequence
3006 | 0040 | SQ | Contour Sequence
3006 | 0042 | CS | Contour Geometric Type
3006 | 0044 | DS | Contour Slab Thickness
3006 | 0045 | DS | Contour Offset Vector
3006 | 0046 | IS | Number of Contour Points
3006 | 0048 | IS | Contour Number
3006 | 0049 | IS | Attached Contours
3006 | 0050 | DS | Contour Data
3006 | 0080 | SQ | RT ROI Observations Sequence
3006 | 0082 | IS | Observation Number
3006 | 0084 | IS | Referenced ROI Number
3006 | 0085 | SH | ROI Observation Label
3006 | 0086 | SQ | RT ROI Identification Code Sequence
3006 | 0088 | ST | ROI Observation Description
3006 | 00A0 | SQ | Related RT ROI Observations Sequence
3006 | 00A4 | CS | RT ROI Interpreted Type
3006 | 00A6 | PN | ROI Interpreter
3006 | 00B0 | SQ | ROI Physical Properties Sequence
3006 | 00B2 | CS | ROI Physical Property
3006 | 00B4 | DS | ROI Physical Property Value
3006 | 00B6 | SQ | ROI Elemental Composition Sequence
3006 | 00B7 | US | ROI Elemental Composition Atomic Number
3006 | 00B8 | FL | ROI Elemental Composition Atomic Mass Fraction
3006 | 00B9 | SQ | Additional RT ROI Identification Code Sequence
3006 | 00C6 | DS | Frame of Reference Transformation Matrix
3006 | 00C8 | LO | Frame of Reference Transformation Comment
3008 | 0010 | SQ | Measured Dose Reference Sequence
3008 | 0012 | ST | Measured Dose Description
3008 | 0014 | CS | Measured Dose Type
3008 | 0016 | DS | Measured Dose Value
3008 | 0020 | SQ | Treatment Session Beam Sequence
3008 | 0021 | SQ | Treatment Session Ion Beam Sequence
3008 | 0022 | IS | Current Fraction Number
3008 | 0024 | DA | Treatment Control Point Date
3008 | 0025 | TM | Treatment Control Point Time
3008 | 002A | CS | Treatment Termination Status
3008 | 002B | SH | Treatment Termination Code
3008 | 002C | CS | Treatment Verification Status
3008 | 0030 | SQ | Referenced Treatment Record Sequence
3008 | 0032 | DS | Specified Primary Meterset
3008 | 0033 | DS | Specified Secondary Meterset
3008 | 0036 | DS | Delivered Primary Meterset
3008 | 0037 | DS | Delivered Secondary Meterset
3008 | 003A | DS | Specified Treatment Time
3008 | 003B | DS | Delivered Treatment Time
3008 | 0040 | SQ | Control Point Delivery Sequence
3008 | 0041 | SQ | Ion Control Point Delivery Sequence
3008 | 0042 | DS | Specified Meterset
3008 | 0044 | DS | Delivered Meterset
3008 | 0045 | FL | Meterset Rate Set
3008 | 0046 | FL | Meterset Rate Delivered
3008 | 0047 | FL | Scan Spot Metersets Delivered
3008 | 0048 | DS | Dose Rate Delivered
3008 | 0050 | SQ | Treatment Summary Calculated Dose Reference Sequence
3008 | 0052 | DS | Cumulative Dose to Dose Reference
3008 | 0054 | DA | First Treatment Date
3008 | 0056 | DA | Most Recent Treatment Date
3008 | 005A | IS | Number of Fractions Delivered
3008 | 0060 | SQ | Override Sequence
3008 | 0061 | AT | Parameter Sequence Pointer
3008 | 0062 | AT | Override Parameter Pointer
3008 | 0063 | IS | Parameter Item Index
3008 | 0064 | IS | Measured Dose Reference Number
3008 | 0065 | AT | Parameter Pointer
3008 | 0066 | ST | Override Reason
3008 | 0068 | SQ | Corrected Parameter Sequence
3008 | 006A | FL | Correction Value
3008 | 0070 | SQ | Calculated Dose Reference Sequence
3008 | 0072 | IS | Calculated Dose Reference Number
3008 | 0074 | ST | Calculated Dose Reference Description
3008 | 0076 | DS | Calculated Dose Reference Dose Value
3008 | 0078 | DS | Start Meterset
3008 | 007A | DS | End Meterset
3008 | 0080 | SQ | Referenced Measured Dose Reference Sequence
3008 | 0082 | IS | Referenced Measured Dose Reference Number
3008 | 0090 | SQ | Referenced Calculated Dose Reference Sequence
3008 | 0092 | IS | Referenced Calculated Dose Reference Number
3008 | 00A0 | SQ | Beam Limiting Device Leaf Pairs Sequence
3008 | 00B0 | SQ | Recorded Wedge Sequence
3008 | 00C0 | SQ | Recorded Compensator Sequence
3008 | 00D0 | SQ | Recorded Block Sequence
3008 | 00E0 | SQ | Treatment Summary Measured Dose Reference Sequence
3008 | 00F0 | SQ | Recorded Snout Sequence
3008 | 00F2 | SQ | Recorded Range Shifter Sequence
3008 | 00F4 | SQ | Recorded Lateral Spreading Device Sequence
3008 | 00F6 | SQ | Recorded Range Modulator Sequence
3008 | 0100 | SQ | Recorded Source Sequence
3008 | 0105 | LO | Source Serial Number
3008 | 0110 | SQ | Treatment Session Application Setup Sequence
3008 | 0116 | CS | Application Setup Check
3008 | 0120 | SQ | Recorded Brachy Accessory Device Sequence
3008 | 0122 | IS | Referenced Brachy Accessory Device Number
3008 | 0130 | SQ | Recorded Channel Sequence
3008 | 0132 | DS | Specified Channel Total Time
3008 | 0134 | DS | Delivered Channel Total Time
3008 | 0136 | IS | Specified Number of Pulses
3008 | 0138 | IS | Delivered Number of Pulses
3008 | 013A | DS | Specified Pulse Repetition Interval
3008 | 013C | DS | Delivered Pulse Repetition Interval
3008 | 0140 | SQ | Recorded Source Applicator Sequence
3008 | 0142 | IS | Referenced Source Applicator Number
3008 | 0150 | SQ | Recorded Channel Shield Sequence
3008 | 0152 | IS | Referenced Channel Shield Number
3008 | 0160 | SQ | Brachy Control Point Delivered Sequence
3008 | 0162 | DA | Safe Position Exit Date
3008 | 0164 | TM | Safe Position Exit Time
3008 | 0166 | DA | Safe Position Return Date
3008 | 0168 | TM | Safe Position Return Time
3008 | 0171 | SQ | Pulse Specific Brachy Control Point Delivered Sequence
3008 | 0172 | US | Pulse Number
3008 | 0173 | SQ | Brachy Pulse Control Point Delivered Sequence
3008 | 0200 | CS | Current Treatment Status
3008 | 0202 | ST | Treatment Status Comment
3008 | 0220 | SQ | Fraction Group Summary Sequence
3008 | 0223 | IS | Referenced Fraction Number
3008 | 0224 | CS | Fraction Group Type
3008 | 0230 | CS | Beam Stopper Position
3008 | 0240 | SQ | Fraction Status Summary Sequence
3008 | 0250 | DA | Treatment Date
3008 | 0251 | TM | Treatment Time
300A | 0002 | SH | RT Plan Label
300A | 0003 | LO | RT Plan Name
300A | 0004 | ST | RT Plan Description
300A | 0006 | DA | RT Plan Date
300A | 0007 | TM | RT Plan Time
300A | 0009 | LO | Treatment Protocols
300A | 000A | CS | Plan Intent
300A | 000B | LO | Treatment Sites
300A | 000C | CS | RT Plan Geometry
300A | 000E | ST | Prescription Description
300A | 0010 | SQ | Dose Reference Sequence
300A | 0012 | IS | Dose Reference Number
300A | 0013 | UI | Dose Reference UID
300A | 0014 | CS | Dose Reference Structure Type
300A | 0015 | CS | Nominal Beam Energy Unit
300A | 0016 | LO | Dose Reference Description
300A | 0018 | DS | Dose Reference Point Coordinates
300A | 001A | DS | Nominal Prior Dose
300A | 0020 | CS | Dose Reference Type
300A | 0021 | DS | Constraint Weight
300A | 0022 | DS | Delivery Warning Dose
300A | 0023 | DS | Delivery Maximum Dose
300A | 0025 | DS | Target Minimum Dose
300A | 0026 | DS | Target Prescription Dose
300A | 0027 | DS | Target Maximum Dose
300A | 0028 | DS | Target Underdose Volume Fraction
300A | 002A | DS | Organ at Risk Full-volume Dose
300A | 002B | DS | Organ at Risk Limit Dose
300A | 002C | DS | Organ at Risk Maximum Dose
300A | 002D | DS | Organ at Risk Overdose Volume Fraction
300A | 0040 | SQ | Tolerance Table Sequence
300A | 0042 | IS | Tolerance Table Number
300A | 0043 | SH | Tolerance Table Label
300A | 0044 | DS | Gantry Angle Tolerance
300A | 0046 | DS | Beam Limiting Device Angle Tolerance
300A | 0048 | SQ | Beam Limiting Device Tolerance Sequence
300A | 004A | DS | Beam Limiting Device Position Tolerance
300A | 004B | FL | Snout Position Tolerance
300A | 004C | DS | Patient Support Angle Tolerance
300A | 004E | DS | Table Top Eccentric Angle Tolerance
300A | 004F | FL | Table Top Pitch Angle Tolerance
300A | 0050 | FL | Table Top Roll Angle Tolerance
300A | 0051 | DS | Table Top Vertical Position Tolerance
300A | 0052 | DS | Table Top Longitudinal Position Tolerance
300A | 0053 | DS | Table Top Lateral Position Tolerance
300A | 0055 | CS | RT Plan Relationship
300A | 0070 | SQ | Fraction Group Sequence
300A | 0071 | IS | Fraction Group Number
300A | 0072 | LO | Fraction Group Description
300A | 0078 | IS | Number of Fractions Planned
300A | 0079 | IS | Number of Fraction Pattern Digits Per Day
300A | 007A | IS | Repeat Fraction Cycle Length
300A | 007B | LT | Fraction Pattern
300A | 0080 | IS | Number of Beams
300A | 0082 | DS | Beam Dose Specification Point
300A | 0084 | DS | Beam Dose
300A | 0086 | DS | Beam Meterset
300A | 008B | CS | Beam Dose Meaning
300A | 008C | SQ | Beam Dose Verification Control Point Sequence
300A | 008D | FL | Average Beam Dose Point Depth
300A | 008E | FL | Average Beam Dose Point Equivalent Depth
300A | 008F | FL | Average Beam Dose Point SSD
300A | 0090 | CS | Beam Dose Type
300A | 0091 | DS | Alternate Beam Dose
300A | 0092 | CS | Alternate Beam Dose Type
300A | 00A0 | IS | Number of Brachy Application Setups
300A | 00A2 | DS | Brachy Application Setup Dose Specification Point
300A | 00A4 | DS | Brachy Application Setup Dose
300A | 00B0 | SQ | Beam Sequence
300A | 00B2 | SH | Treatment Machine Name
300A | 00B3 | CS | Primary Dosimeter Unit
300A | 00B4 | DS | Source-Axis Distance
300A | 00B6 | SQ | Beam Limiting Device Sequence
300A | 00B8 | CS | RT Beam Limiting Device Type
300A | 00BA | DS | Source to Beam Limiting Device Distance
300A | 00BB | FL | Isocenter to Beam Limiting Device Distance
300A | 00BC | IS | Number of Leaf/Jaw Pairs
300A | 00BE | DS | Leaf Position Boundaries
300A | 00C0 | IS | Beam Number
300A | 00C2 | LO | Beam Name
300A | 00C3 | ST | Beam Description
300A | 00C4 | CS | Beam Type
300A | 00C5 | FD | Beam Delivery Duration Limit
300A | 00C6 | CS | Radiation Type
300A | 00C7 | CS | High-Dose Technique Type
300A | 00C8 | IS | Reference Image Number
300A | 00CA | SQ | Planned Verification Image Sequence
300A | 00CC | LO | Imaging Device-Specific Acquisition Parameters
300A | 00CE | CS | Treatment Delivery Type
300A | 00D0 | IS | Number of Wedges
300A | 00D1 | SQ | Wedge Sequence
300A | 00D2 | IS | Wedge Number
300A | 00D3 | CS | Wedge Type
300A | 00D4 | SH | Wedge ID
300A | 00D5 | IS | Wedge Angle
300A | 00D6 | DS | Wedge Factor
300A | 00D7 | FL | Total Wedge Tray Water-Equivalent Thickness
300A | 00D8 | DS | Wedge Orientation
300A | 00D9 | FL | Isocenter to Wedge Tray Distance
300A | 00DA | DS | Source to Wedge Tray Distance
300A | 00DB | FL | Wedge Thin Edge Position
300A | 00DC | SH | Bolus ID
300A | 00DD | ST | Bolus Description
300A | 00DE | DS | Effective Wedge Angle
300A | 00E0 | IS | Number of Compensators
300A | 00E1 | SH | Material ID
300A | 00E2 | DS | Total Compensator Tray Factor
300A | 00E3 | SQ | Compensator Sequence
300A | 00E4 | IS | Compensator Number
300A | 00E5 | SH | Compensator ID
300A | 00E6 | DS | Source to Compensator Tray Distance
300A | 00E7 | IS | Compensator Rows
300A | 00E8 | IS | Compensator Columns
300A | 00E9 | DS | Compensator Pixel Spacing
300A | 00EA | DS | Compensator Position
300A | 00EB | DS | Compensator Transmission Data
300A | 00EC | DS | Compensator Thickness Data
300A | 00ED | IS | Number of Boli
300A | 00EE | CS | Compensator Type
300A | 00EF | SH | Compensator Tray ID
300A | 00F0 | IS | Number of Blocks
300A | 00F2 | DS | Total Block Tray Factor
300A | 00F3 | FL | Total Block Tray Water-Equivalent Thickness
300A | 00F4 | SQ | Block Sequence
300A | 00F5 | SH | Block Tray ID
300A | 00F6 | DS | Source to Block Tray Distance
300A | 00F7 | FL | Isocenter to Block Tray Distance
300A | 00F8 | CS | Block Type
300A | 00F9 | LO | Accessory Code
300A | 00FA | CS | Block Divergence
300A | 00FB | CS | Block Mounting Position
300A | 00FC | IS | Block Number
300A | 00FE | LO | Block Name
300A | 0100 | DS | Block Thickness
300A | 0102 | DS | Block Transmission
300A | 0104 | IS | Block Number of Points
300A | 0106 | DS | Block Data
300A | 0107 | SQ | Applicator Sequence
300A | 0108 | SH | Applicator ID
300A | 0109 | CS | Applicator Type
300A | 010A | LO | Applicator Description
300A | 010C | DS | Cumulative Dose Reference Coefficient
300A | 010E | DS | Final Cumulative Meterset Weight
300A | 0110 | IS | Number of Control Points
300A | 0111 | SQ | Control Point Sequence
300A | 0112 | IS | Control Point Index
300A | 0114 | DS | Nominal Beam Energy
300A | 0115 | DS | Dose Rate Set
300A | 0116 | SQ | Wedge Position Sequence
300A | 0118 | CS | Wedge Position
300A | 011A | SQ | Beam Limiting Device Position Sequence
300A | 011C | DS | Leaf/Jaw Positions
300A | 011E | DS | Gantry Angle
300A | 011F | CS | Gantry Rotation Direction
300A | 0120 | DS | Beam Limiting Device Angle
300A | 0121 | CS | Beam Limiting Device Rotation Direction
300A | 0122 | DS | Patient Support Angle
300A | 0123 | CS | Patient Support Rotation Direction
300A | 0124 | DS | Table Top Eccentric Axis Distance
300A | 0125 | DS | Table Top Eccentric Angle
300A | 0126 | CS | Table Top Eccentric Rotation Direction
300A | 0128 | DS | Table Top Vertical Position
300A | 0129 | DS | Table Top Longitudinal Position
300A | 012A | DS | Table Top Lateral Position
300A | 012C | DS | Isocenter Position
300A | 012E | DS | Surface Entry Point
300A | 0130 | DS | Source to Surface Distance
300A | 0131 | FL | Average Beam Dose Point Source to External Contour Distance
300A | 0132 | FL | Source to External Contour Distance
300A | 0133 | FL | External Contour Entry Point
300A | 0134 | DS | Cumulative Meterset Weight
300A | 0140 | FL | Table Top Pitch Angle
300A | 0142 | CS | Table Top Pitch Rotation Direction
300A | 0144 | FL | Table Top Roll Angle
300A | 0146 | CS | Table Top Roll Rotation Direction
300A | 0148 | FL | Head Fixation Angle
300A | 014A | FL | Gantry Pitch Angle
300A | 014C | CS | Gantry Pitch Rotation Direction
300A | 014E | FL | Gantry Pitch Angle Tolerance
300A | 0150 | CS | Fixation Eye
300A | 0151 | DS | Chair Head Frame Position
300A | 0152 | DS | Head Fixation Angle Tolerance
300A | 0153 | DS | Chair Head Frame Position Tolerance
300A | 0154 | DS | Fixation Light Azimuthal Angle Tolerance
300A | 0155 | DS | Fixation Light Polar Angle Tolerance
300A | 0180 | SQ | Patient Setup Sequence
300A | 0182 | IS | Patient Setup Number
300A | 0183 | LO | Patient Setup Label
300A | 0184 | LO | Patient Additional Position
300A | 0190 | SQ | Fixation Device Sequence
300A | 0192 | CS | Fixation Device Type
300A | 0194 | SH | Fixation Device Label
300A | 0196 | ST | Fixation Device Description
300A | 0198 | SH | Fixation Device Position
300A | 0199 | FL | Fixation Device Pitch Angle
300A | 019A | FL | Fixation Device Roll Angle
300A | 01A0 | SQ | Shielding Device Sequence
300A | 01A2 | CS | Shielding Device Type
300A | 01A4 | SH | Shielding Device Label
300A | 01A6 | ST | Shielding Device Description
300A | 01A8 | SH | Shielding Device Position
300A | 01B0 | CS | Setup Technique
300A | 01B2 | ST | Setup Technique Description
300A | 01B4 | SQ | Setup Device Sequence
300A | 01B6 | CS | Setup Device Type
300A | 01B8 | SH | Setup Device Label
300A | 01BA | ST | Setup Device Description
300A | 01BC | DS | Setup Device Parameter
300A | 01D0 | ST | Setup Reference Description
300A | 01D2 | DS | Table Top Vertical Setup Displacement
300A | 01D4 | DS | Table Top Longitudinal Setup Displacement
300A | 01D6 | DS | Table Top Lateral Setup Displacement
300A | 0200 | CS | Brachy Treatment Technique
300A | 0202 | CS | Brachy Treatment Type
300A | 0206 | SQ | Treatment Machine Sequence
300A | 0210 | SQ | Source Sequence
300A | 0212 | IS | Source Number
300A | 0214 | CS | Source Type
300A | 0216 | LO | Source Manufacturer
300A | 0218 | DS | Active Source Diameter
300A | 021A | DS | Active Source Length
300A | 021B | SH | Source Model ID
300A | 021C | LO | Source Description
300A | 0222 | DS | Source Encapsulation Nominal Thickness
300A | 0224 | DS | Source Encapsulation Nominal Transmission
300A | 0226 | LO | Source Isotope Name
300A | 0228 | DS | Source Isotope Half Life
300A | 0229 | CS | Source Strength Units
300A | 022A | DS | Reference Air Kerma Rate
300A | 022B | DS | Source Strength
300A | 022C | DA | Source Strength Reference Date
300A | 022E | TM | Source Strength Reference Time
300A | 0230 | SQ | Application Setup Sequence
300A | 0232 | CS | Application Setup Type
300A | 0234 | IS | Application Setup Number
300A | 0236 | LO | Application Setup Name
300A | 0238 | LO | Application Setup Manufacturer
300A | 0240 | IS | Template Number
300A | 0242 | SH | Template Type
300A | 0244 | LO | Template Name
300A | 0250 | DS | Total Reference Air Kerma
300A | 0260 | SQ | Brachy Accessory Device Sequence
300A | 0262 | IS | Brachy Accessory Device Number
300A | 0263 | SH | Brachy Accessory Device ID
300A | 0264 | CS | Brachy Accessory Device Type
300A | 0266 | LO | Brachy Accessory Device Name
300A | 026A | DS | Brachy Accessory Device Nominal Thickness
300A | 026C | DS | Brachy Accessory Device Nominal Transmission
300A | 0280 | SQ | Channel Sequence
300A | 0282 | IS | Channel Number
300A | 0284 | DS | Channel Length
300A | 0286 | DS | Channel Total Time
300A | 0288 | CS | Source Movement Type
300A | 028A | IS | Number of Pulses
300A | 028C | DS | Pulse Repetition Interval
300A | 0290 | IS | Source Applicator Number
300A | 0291 | SH | Source Applicator ID
300A | 0292 | CS | Source Applicator Type
300A | 0294 | LO | Source Applicator Name
300A | 0296 | DS | Source Applicator Length
300A | 0298 | LO | Source Applicator Manufacturer
300A | 029C | DS | Source Applicator Wall Nominal Thickness
300A | 029E | DS | Source Applicator Wall Nominal Transmission
300A | 02A0 | DS | Source Applicator Step Size
300A | 02A2 | IS | Transfer Tube Number
300A | 02A4 | DS | Transfer Tube Length
300A | 02B0 | SQ | Channel Shield Sequence
300A | 02B2 | IS | Channel Shield Number
300A | 02B3 | SH | Channel Shield ID
300A | 02B4 | LO | Channel Shield Name
300A | 02B8 | DS | Channel Shield Nominal Thickness
300A | 02BA | DS | Channel Shield Nominal Transmission
300A | 02C8 | DS | Final Cumulative Time Weight
300A | 02D0 | SQ | Brachy Control Point Sequence
300A | 02D2 | DS | Control Point Relative Position
300A | 02D4 | DS | Control Point 3D Position
300A | 02D6 | DS | Cumulative Time Weight
300A | 02E0 | CS | Compensator Divergence
300A | 02E1 | CS | Compensator Mounting Position
300A | 02E2 | DS | Source to Compensator Distance
300A | 02E3 | FL | Total Compensator Tray Water-Equivalent Thickness
300A | 02E4 | FL | Isocenter to Compensator Tray Distance
300A | 02E5 | FL | Compensator Column Offset
300A | 02E6 | FL | Isocenter to Compensator Distances
300A | 02E7 | FL | Compensator Relative Stopping Power Ratio
300A | 02E8 | FL | Compensator Milling Tool Diameter
300A | 02EA | SQ | Ion Range Compensator Sequence
300A | 02EB | LT | Compensator Description
300A | 0302 | IS | Radiation Mass Number
300A | 0304 | IS | Radiation Atomic Number
300A | 0306 | SS | Radiation Charge State
300A | 0308 | CS | Scan Mode
300A | 0309 | CS | Modulated Scan Mode Type
300A | 030A | FL | Virtual Source-Axis Distances
300A | 030C | SQ | Snout Sequence
300A | 030D | FL | Snout Position
300A | 030F | SH | Snout ID
300A | 0312 | IS | Number of Range Shifters
300A | 0314 | SQ | Range Shifter Sequence
300A | 0316 | IS | Range Shifter Number
300A | 0318 | SH | Range Shifter ID
300A | 0320 | CS | Range Shifter Type
300A | 0322 | LO | Range Shifter Description
300A | 0330 | IS | Number of Lateral Spreading Devices
300A | 0332 | SQ | Lateral Spreading Device Sequence
300A | 0334 | IS | Lateral Spreading Device Number
300A | 0336 | SH | Lateral Spreading Device ID
300A | 0338 | CS | Lateral Spreading Device Type
300A | 033A | LO | Lateral Spreading Device Description
300A | 033C | FL | Lateral Spreading Device Water Equivalent Thickness
300A | 0340 | IS | Number of Range Modulators
300A | 0342 | SQ | Range Modulator Sequence
300A | 0344 | IS | Range Modulator Number
300A | 0346 | SH | Range Modulator ID
300A | 0348 | CS | Range Modulator Type
300A | 034A | LO | Range Modulator Description
300A | 034C | SH | Beam Current Modulation ID
300A | 0350 | CS | Patient Support Type
300A | 0352 | SH | Patient Support ID
300A | 0354 | LO | Patient Support Accessory Code
300A | 0355 | LO | Tray Accessory Code
300A | 0356 | FL | Fixation Light Azimuthal Angle
300A | 0358 | FL | Fixation Light Polar Angle
300A | 035A | FL | Meterset Rate
300A | 0360 | SQ | Range Shifter Settings Sequence
300A | 0362 | LO | Range Shifter Setting
300A | 0364 | FL | Isocenter to Range Shifter Distance
300A | 0366 | FL | Range Shifter Water Equivalent Thickness
300A | 0370 | SQ | Lateral Spreading Device Settings Sequence
300A | 0372 | LO | Lateral Spreading Device Setting
300A | 0374 | FL | Isocenter to Lateral Spreading Device Distance
300A | 0380 | SQ | Range Modulator Settings Sequence
300A | 0382 | FL | Range Modulator Gating Start Value
300A | 0384 | FL | Range Modulator Gating Stop Value
300A | 0386 | FL | Range Modulator Gating Start Water Equivalent Thickness
300A | 0388 | FL | Range Modulator Gating Stop Water Equivalent Thickness
300A | 038A | FL | Isocenter to Range Modulator Distance
300A | 0390 | SH | Scan Spot Tune ID
300A | 0391 | IS | Scan Spot Prescribed Indices
300A | 0392 | IS | Number of Scan Spot Positions
300A | 0393 | CS | Scan Spot Reordered
300A | 0394 | FL | Scan Spot Position Map
300A | 0395 | CS | Scan Spot Reordering Allowed
300A | 0396 | FL | Scan Spot Meterset Weights
300A | 0398 | FL | Scanning Spot Size
300A | 039A | IS | Number of Paintings
300A | 03A0 | SQ | Ion Tolerance Table Sequence
300A | 03A2 | SQ | Ion Beam Sequence
300A | 03A4 | SQ | Ion Beam Limiting Device Sequence
300A | 03A6 | SQ | Ion Block Sequence
300A | 03A8 | SQ | Ion Control Point Sequence
300A | 03AA | SQ | Ion Wedge Sequence
300A | 03AC | SQ | Ion Wedge Position Sequence
300A | 0401 | SQ | Referenced Setup Image Sequence
300A | 0402 | ST | Setup Image Comment
300A | 0410 | SQ | Motion Synchronization Sequence
300A | 0412 | FL | Control Point Orientation
300A | 0420 | SQ | General Accessory Sequence
300A | 0421 | SH | General Accessory ID
300A | 0422 | ST | General Accessory Description
300A | 0423 | CS | General Accessory Type
300A | 0424 | IS | General Accessory Number
300A | 0425 | FL | Source to General Accessory Distance
300A | 0431 | SQ | Applicator Geometry Sequence
300A | 0432 | CS | Applicator Aperture Shape
300A | 0433 | FL | Applicator Opening
300A | 0434 | FL | Applicator Opening X
300A | 0435 | FL | Applicator Opening Y
300A | 0436 | FL | Source to Applicator Mounting Position Distance
300A | 0440 | IS | Number of Block Slab Items
300A | 0441 | SQ | Block Slab Sequence
300A | 0442 | DS | Block Slab Thickness
300A | 0443 | US | Block Slab Number
300A | 0450 | SQ | Device Motion Control Sequence
300A | 0451 | CS | Device Motion Execution Mode
300A | 0452 | CS | Device Motion Observation Mode
300A | 0453 | SQ | Device Motion Parameter Code Sequence
300A | 0501 | FL | Distal Depth Fraction
300A | 0502 | FL | Distal Depth
300A | 0503 | FL | Nominal Range Modulation Fractions
300A | 0504 | FL | Nominal Range Modulated Region Depths
300A | 0505 | SQ | Depth Dose Parameters Sequence
300A | 0506 | SQ | Delivered Depth Dose Parameters Sequence
300A | 0507 | FL | Delivered Distal Depth Fraction
300A | 0508 | FL | Delivered Distal Depth
300A | 0509 | FL | Delivered Nominal Range Modulation Fractions
300A | 0510 | FL | Delivered Nominal Range Modulated Region Depths
300A | 0511 | CS | Delivered Reference Dose Definition
300A | 0512 | CS | Reference Dose Definition
300C | 0002 | SQ | Referenced RT Plan Sequence
300C | 0004 | SQ | Referenced Beam Sequence
300C | 0006 | IS | Referenced Beam Number
300C | 0007 | IS | Referenced Reference Image Number
300C | 0008 | DS | Start Cumulative Meterset Weight
300C | 0009 | DS | End Cumulative Meterset Weight
300C | 000A | SQ | Referenced Brachy Application Setup Sequence
300C | 000C | IS | Referenced Brachy Application Setup Number
300C | 000E | IS | Referenced Source Number
300C | 0020 | SQ | Referenced Fraction Group Sequence
300C | 0022 | IS | Referenced Fraction Group Number
300C | 0040 | SQ | Referenced Verification Image Sequence
300C | 0042 | SQ | Referenced Reference Image Sequence
300C | 0050 | SQ | Referenced Dose Reference Sequence
300C | 0051 | IS | Referenced Dose Reference Number
300C | 0055 | SQ | Brachy Referenced Dose Reference Sequence
300C | 0060 | SQ | Referenced Structure Set Sequence
300C | 006A | IS | Referenced Patient Setup Number
300C | 0080 | SQ | Referenced Dose Sequence
300C | 00A0 | IS | Referenced Tolerance Table Number
300C | 00B0 | SQ | Referenced Bolus Sequence
300C | 00C0 | IS | Referenced Wedge Number
300C | 00D0 | IS | Referenced Compensator Number
300C | 00E0 | IS | Referenced Block Number
300C | 00F0 | IS | Referenced Control Point Index
300C | 00F2 | SQ | Referenced Control Point Sequence
300C | 00F4 | IS | Referenced Start Control Point Index
300C | 00F6 | IS | Referenced Stop Control Point Index
300C | 0100 | IS | Referenced Range Shifter Number
300C | 0102 | IS | Referenced Lateral Spreading Device Number
300C | 0104 | IS | Referenced Range Modulator Number
300C | 0111 | SQ | Omitted Beam Task Sequence
300C | 0112 | CS | Reason for Omission
300C | 0113 | LO | Reason for Omission Description
300E | 0002 | CS | Approval Status
300E | 0004 | DA | Review Date
300E | 0005 | TM | Review Time
300E | 0008 | PN | Reviewer Name
4010 | 0001 | CS | Low Energy Detectors
4010 | 0002 | CS | High Energy Detectors
4010 | 0004 | SQ | Detector Geometry Sequence
4010 | 1001 | SQ | Threat ROI Voxel Sequence
4010 | 1004 | FL | Threat ROI Base
4010 | 1005 | FL | Threat ROI Extents
4010 | 1006 | OB | Threat ROI Bitmap
4010 | 1007 | SH | Route Segment ID
4010 | 1008 | CS | Gantry Type
4010 | 1009 | CS | OOI Owner Type
4010 | 100A | SQ | Route Segment Sequence
4010 | 1010 | US | Potential Threat Object ID
4010 | 1011 | SQ | Threat Sequence
4010 | 1012 | CS | Threat Category
4010 | 1013 | LT | Threat Category Description
4010 | 1014 | CS | ATD Ability Assessment
4010 | 1015 | CS | ATD Assessment Flag
4010 | 1016 | FL | ATD Assessment Probability
4010 | 1017 | FL | Mass
4010 | 1018 | FL | Density
4010 | 1019 | FL | Z Effective
4010 | 101A | SH | Boarding Pass ID
4010 | 101B | FL | Center of Mass
4010 | 101C | FL | Center of PTO
4010 | 101D | FL | Bounding Polygon
4010 | 101E | SH | Route Segment Start Location ID
4010 | 101F | SH | Route Segment End Location ID
4010 | 1020 | CS | Route Segment Location ID Type
4010 | 1021 | CS | Abort Reason
4010 | 1023 | FL | Volume of PTO
4010 | 1024 | CS | Abort Flag
4010 | 1025 | DT | Route Segment Start Time
4010 | 1026 | DT | Route Segment End Time
4010 | 1027 | CS | TDR Type
4010 | 1028 | CS | International Route Segment
4010 | 1029 | LO | Threat Detection Algorithm and Version
4010 | 102A | SH | Assigned Location
4010 | 102B | DT | Alarm Decision Time
4010 | 1031 | CS | Alarm Decision
4010 | 1033 | US | Number of Total Objects
4010 | 1034 | US | Number of Alarm Objects
4010 | 1037 | SQ | PTO Representation Sequence
4010 | 1038 | SQ | ATD Assessment Sequence
4010 | 1039 | CS | TIP Type
4010 | 103A | CS | Version
4010 | 1041 | DT | OOI Owner Creation Time
4010 | 1042 | CS | OOI Type
4010 | 1043 | FL | OOI Size
4010 | 1044 | CS | Acquisition Status
4010 | 1045 | SQ | Basis Materials Code Sequence
4010 | 1046 | CS | Phantom Type
4010 | 1047 | SQ | OOI Owner Sequence
4010 | 1048 | CS | Scan Type
4010 | 1051 | LO | Itinerary ID
4010 | 1052 | SH | Itinerary ID Type
4010 | 1053 | LO | Itinerary ID Assigning Authority
4010 | 1054 | SH | Route ID
4010 | 1055 | SH | Route ID Assigning Authority
4010 | 1056 | CS | Inbound Arrival Type
4010 | 1058 | SH | Carrier ID
4010 | 1059 | CS | Carrier ID Assigning Authority
4010 | 1060 | FL | Source Orientation
4010 | 1061 | FL | Source Position
4010 | 1062 | FL | Belt Height
4010 | 1064 | SQ | Algorithm Routing Code Sequence
4010 | 1067 | CS | Transport Classification
4010 | 1068 | LT | OOI Type Descriptor
4010 | 1069 | FL | Total Processing Time
4010 | 106C | OB | Detector Calibration Data
4010 | 106D | CS | Additional Screening Performed
4010 | 106E | CS | Additional Inspection Selection Criteria
4010 | 106F | SQ | Additional Inspection Method Sequence
4010 | 1070 | CS | AIT Device Type
4010 | 1071 | SQ | QR Measurements Sequence
4010 | 1072 | SQ | Target Material Sequence
4010 | 1073 | FD | SNR Threshold
4010 | 1075 | DS | Image Scale Representation
4010 | 1076 | SQ | Referenced PTO Sequence
4010 | 1077 | SQ | Referenced TDR Instance Sequence
4010 | 1078 | ST | PTO Location Description
4010 | 1079 | SQ | Anomaly Locator Indicator Sequence
4010 | 107A | FL | Anomaly Locator Indicator
4010 | 107B | SQ | PTO Region Sequence
4010 | 107C | CS | Inspection Selection Criteria
4010 | 107D | SQ | Secondary Inspection Method Sequence
4010 | 107E | DS | PRCS to RCS Orientation
4FFE | 0001 | SQ | MAC Parameters Sequence
5200 | 9229 | SQ | Shared Functional Groups Sequence
5200 | 9230 | SQ | Per-frame Functional Groups Sequence
5400 | 0100 | SQ | Waveform Sequence
5400 | 0110 | OB or OW | Channel Minimum Value
5400 | 0112 | OB or OW | Channel Maximum Value
5400 | 1004 | US | Waveform Bits Allocated
5400 | 1006 | CS | Waveform Sample Interpretation
5400 | 100A | OB or OW | Waveform Padding Value
5400 | 1010 | OB or OW | Waveform Data
5600 | 0010 | OF | First Order Phase Correction Angle
5600 | 0020 | OF | Spectroscopy Data
60xx | 0010 | US | Overlay Rows
60xx | 0011 | US | Overlay Columns
60xx | 0015 | IS | Number of Frames in Overlay
60xx | 0022 | LO | Overlay Description
60xx | 0040 | CS | Overlay Type
60xx | 0045 | LO | Overlay Subtype
60xx | 0050 | SS | Overlay Origin
60xx | 0051 | US | Image Frame Origin
60xx | 0100 | US | Overlay Bits Allocated
60xx | 0102 | US | Overlay Bit Position
60xx | 1001 | CS | Overlay Activation Layer
60xx | 1301 | IS | ROI Area
60xx | 1302 | DS | ROI Mean
60xx | 1303 | DS | ROI Standard Deviation
60xx | 1500 | LO | Overlay Label
60xx | 3000 | OB or OW | Overlay Data
7FE0 | 0008 | OF | Float Pixel Data
7FE0 | 0009 | OD | Double Float Pixel Data
7FE0 | 0010 | OB or OW | Pixel Data
FFFA | FFFA | SQ | Digital Signatures Sequence
FFFC | FFFC | OB | Data Set Trailing Padding
FFFE | E000 |  | Item
FFFE | E00D |  | Item Delimitation Item
FFFE | E0DD |  | Sequence Delimitation Item